## COMBINED_ATTRIBUTES
Item Name | Description | Serial Number | Date | Quantity | Remarks | Field | TPLNR | CLASS | KLART | POSNUMMER | ATNAM | ATWRT | Characteristics UoM | Additional | REF | Source_File
11.99.40.2619 | Instrument Data sheet for H2S | 1 |  | 1 | [11 empty] | improved_output
ADCO | Trans. No. CTA��6.02/EC10870/f E-241 i.-, � �!f,f | [14 empty] | improved_output
D11tc: | ----� • | [14 empty] | improved_output
Form | IDC1, Rev 07 - 26.09.98 | [14 empty] | improved_output
OIL | OPERATIONS CT A/15606.02/EC10870/AE-241/8945 | [14 empty] | improved_output
6ALSA | ABU DHABI COMPANY FOR ONSHORE CTA/15606.02/EC10870/AE-241/8945 | [14 empty] | improved_output
11.99.40.2619 | Instrument Data sheet for H2S |  |  | 1 | [11 empty] | improved_output
PROJECT | NO : P11569 | [14 empty] | improved_output
EPC | FOR BAB FAR NORTH C02 INJECTION PILOT PROJECT | [14 empty] | improved_output
11.99.40.2619 | [15 empty] | improved_output
INSTRUMENT | DATA SHEET FOR |  |  |  | H2S GAS DETECTOR | [10 empty] | improved_output
ORIGINATOR | tqca TYCO PROJ |  |  |  | No.: ALSA JOB No. AE 241 | [10 empty] | improved_output
fir, | & Security UAE lLC CA150270 | [14 empty] | improved_output
L\ALSA | TYCO DOC. No.: |  |  |  | TFS-D- CA150270-007 _REV.3 Contract No: '',I,•,\ -, ·. | [10 empty] | improved_output
11.99.40.2619 | PROJ. No: P11569 Page of | 13 |  | 1 | [11 empty] | improved_output
3.1 | H2S GAS DETECTOR |  |  |  | 5 | [10 empty] | improved_output
11.99.40.2619 | Project No.: P11569 | [14 empty] | improved_output
INSTRUMENT | DATA SHEET FOR |  |  |  | H2S | [10 empty] | improved_output
The | purpose of this |  |  |  | document is to provide the detailed data sheet for the H2S Gas Detector that | [10 empty] | improved_output
TYCO | Fire & Security |  |  |  | UAE LLC is supplying for EPC for Bab Far North C02 Injection Pilot Project. | [10 empty] | improved_output
Bab | Far North C02 Injection Project. | [14 empty] | improved_output
Vendor | M/s. Tyco Fire |  |  |  | & Security UAE L.L.C | [10 empty] | improved_output
H2S | Hydrogen Sulfide | [14 empty] | improved_output
fl/co | TYCO DOC. NO.: |  |  |  | TFS-D- CA150270-007_REV.3 Page 3 of 13 Project No.: P11569 | [10 empty] | improved_output
11.99.40.2619 | [15 empty] | improved_output
INSTRUMENT | DATA SHEET FOR |  |  |  | H2S | [10 empty] | improved_output
11.99.52.1620 | MATERIAL REQUISITION FOR FIRE | [14 empty] | improved_output
11.99.40.1611 | DATASHEET FOR FIRE & GAS | [14 empty] | improved_output
11.99.40.2619 | Project No.: P11569 | [14 empty] | improved_output
INSTRUMENT | DATA SHEET FOR |  |  |  | H2S | [10 empty] | improved_output
3.1 | H2S GAS DETECTOR | [14 empty] | improved_output
Product | description and specifications |  |  |  | of the H2S Gas Detector is given below: | [10 empty] | improved_output
2 | EQUIPMENT H2S GAS |  |  |  | DETECTOR | [10 empty] | improved_output
4 | HAZARDOUS AREA Ex d IIB+H2, T5 Gb CLASSIFICATION | [14 empty] | improved_output
7 | DETECTOR METHOD ADSORPTION | [14 empty] | improved_output
9 | INSTRUMENT RANGE 0-50 |  |  |  | ppm | [10 empty] | improved_output
DETECTOR | DATA 11 REPEATABILITY |  |  |  | APPLIED GAS, | [10 empty] | improved_output
12 | RESPONSE TIME T50 < 30 sec | [14 empty] | improved_output
� | DOCUMENT TITLE: Project No.: P11569 | [14 empty] | improved_output
11.99.40.2619 | [15 empty] | improved_output
INSTRUMENT | DATA SHEET FOR |  |  |  | H2S REV.1 Date: 06-08-2015 GAS DETECTOR | [10 empty] | improved_output
P,ii() | tqca TYCO DOC. |  |  |  | NO.: TFS-D- CA 150270-007 _REV.3 Page 5 of 13 | [10 empty] | improved_output
20 | LOCAL DISPLAY THREE-DIGIT LED | [14 empty] | improved_output
ELECTRICAL | 3 x M20 VIA NPT %" TO | [14 empty] | improved_output
REQUIREMENT | M20 DUAL CERTIFIED 25 CABLE ENTRY NICKEL PLATED BRASS | [14 empty] | improved_output
EN50270, | EN61000-6-4 | [14 empty] | improved_output
� | DOCUMENT TITLE: Project No.: P11569 | [14 empty] | improved_output
11.99.40.2619 | [15 empty] | improved_output
INSTRUMENT | DATA SHEET FOR |  |  |  | H2S REV. 1 Date: 06-08-2015 GAS DETECTOR | [10 empty] | improved_output
p,,�C) | tuco TYCO DOC. |  |  |  | NO.: TFS-0- CA150270-007 _REV.3 Page 6 of 13 | [10 empty] | improved_output
NPT | %" TO M20 DUAL | [14 empty] | improved_output
SPLASH | GUARD-1No/unit | [14 empty] | improved_output
41 | DETECTOR MODEL NUMBER |  |  |  | S4000TH-5-0-12-6 | [10 empty] | improved_output
1) | SS316 TAG PLATE SHALL BE PROVIDED LOOSELY & MANUFACTURER'S NAME | [14 empty] | improved_output
1 | 11-76-XTGD-5401-01 TOXIC GAS |  |  |  | DETECTOR- BLOCK VALVE | [10 empty] | improved_output
STATION-1 | MAIN VALVE | [14 empty] | improved_output
2 | 11-76-XTGD-5401-02 TOXIC GAS |  |  |  | DETECTOR- BLOCK VALVE | [10 empty] | improved_output
STATION-1 | BYPASS LINE | [14 empty] | improved_output
3 | 11-76-XTGD-5401-05 TOXIC GAS |  |  |  | DETECTOR- BLOCK VALVE | [10 empty] | improved_output
STATION-1 | MAIN VALVE | [14 empty] | improved_output
4 | 11-76-XTGD-5402-01 TOXIC GAS |  |  |  | DETECTOR- BLOCK VALVE | [10 empty] | improved_output
STATION-2 | MAIN VALVE | [14 empty] | improved_output
5 | 11-76-XTGD-5402-02 TOXIC GAS |  |  |  | DETECTOR- BLOCK VALVE | [10 empty] | improved_output
STATION-2 | BYPASS LINE | [14 empty] | improved_output
6 | 11-76-XTGD-5402-05 TOXIC GAS |  |  |  | DETECTOR- BLOCK VALVE | [10 empty] | improved_output
STATION-2 | MAIN VALVE | [14 empty] | improved_output
7 | 11-71-XTGD-1055W-10 TOXIC GAS |  |  |  | DETECTOR- EAST FLANK 1055 | [10 empty] | improved_output
� | DOCUMENT TITLE: Project No.: P11569 | [14 empty] | improved_output
11.99.40.2619 | [15 empty] | improved_output
INSTRUMENT | DATA SHEET FOR |  |  |  | H2S REV. 1 Date: 06-08-2015 GAS DETECTOR | [10 empty] | improved_output
"'ii() | tuca TYCO DOC. |  |  |  | NO.: TFS-D-CA150270-007_REV.3 Page 7 of 13 | [10 empty] | improved_output
8 | 11-71-XTGD-1055W-11 TOXIC GAS |  |  |  | DETECTOR- EAST FLANK 1055 | [10 empty] | improved_output
9 | 11-71-XTGD-1055W-12 TOXIC GAS |  |  |  | DETECTOR- EAST FLANK 1055 | [10 empty] | improved_output
10 | 11-71-XTGD-1055W-03 TOXIC GAS |  |  |  | DETECTOR- EAST FLANK 1055 | [10 empty] | improved_output
11 | 11-71-XTGD-1055W-04 TOXIC GAS |  |  |  | DETECTOR- EAST FLANK 1055 | [10 empty] | improved_output
12 | 11-71-XTGD-1055W-13 TOXIC GAS |  |  |  | DETECTOR- EAST FLANK 1055 | [10 empty] | improved_output
13 | 11-71-XTGD-1055W-14 TOXIC GAS |  |  |  | DETECTOR- EAST FLANK 1055 | [10 empty] | improved_output
14 | 11-71-XTGD-1054W-01 TOXIC GAS |  |  |  | DETECTOR- EAST FLANK 1054 | [10 empty] | improved_output
15 | 11-71-XTGD-1054W-02 TOXIC GAS |  |  |  | DETECTOR- EAST FLANK 1054 | [10 empty] | improved_output
16 | 11-71-XTGD-1054W-07 TOXIC GAS |  |  |  | DETECTOR- EAST FLANK 1054 | [10 empty] | improved_output
17 | 11-71-XTGD-1054W-08 TOXIC GAS |  |  |  | DETECTOR- EAST FLANK 1054 | [10 empty] | improved_output
18 | 11-71-XTGD-1052P-01 TOXIC GAS |  |  |  | DETECTOR- EAST FLANK | [10 empty] | improved_output
19 | 11-71-XTGD-1052P-02 TOXIC GAS |  |  |  | DETECTOR- EAST FLANK | [10 empty] | improved_output
20 | 11-71-XTGD-1052P-03 TOXIC GAS |  |  |  | DETECTOR- EAST FLANK | [10 empty] | improved_output
21 | 11-71-XTGD-1051 P-01 TOXIC |  |  |  | GAS DETECTOR- NORTH FLANK | [10 empty] | improved_output
22 | 11-71-XTGD-1051 P-02 TOXIC |  |  |  | GAS DETECTOR- NORTH FLANK | [10 empty] | improved_output
23 | 11-71-XTGD-1046W-03 TOXIC GAS |  |  |  | DETECTOR- NORTH FLANK | [10 empty] | improved_output
24 | 11-71-XTGD-1046W-04 TOXIC GAS |  |  |  | DETECTOR- NORTH FLANK | [10 empty] | improved_output
25 | 11-71-XTGD-1051 P-03 TOXIC |  |  |  | GAS DETECTOR NORTH FLANK | [10 empty] | improved_output
26 | 11-71-XTGD-1046W-14 TOXIC GAS |  |  |  | DETECTOR- NORTH FLANK | [10 empty] | improved_output
27 | 11-71-XTGD-1046W-15 TOXIC GAS |  |  |  | DETECTOR- NORTH FLANK | [10 empty] | improved_output
28 | 11-71-XTGD-1046W-16 TOXIC GAS |  |  |  | DETECTOR- NORTH FLANK | [10 empty] | improved_output
29 | 11-71-XTGD-1046W-17 TOXIC GAS |  |  |  | DETECTOR- NORTH FLANK | [10 empty] | improved_output
� | DOCUMENT TITLE: Project No.: P11569 | [14 empty] | improved_output
11.99.40.2619 | [15 empty] | improved_output
INSTRUMENT | DATA SHEET FOR |  |  |  | H2S REV. 1 GAS DETECTOR Date: 06-08-2015 | [10 empty] | improved_output
P.�0 | tuco TYCO DOC. |  |  |  | NO.: TFS-D- CA 150270-007 REV.3 | [10 empty] | improved_output
30 | 11-71-XTGD-1046W-18 TOXIC GAS |  |  |  | DETECTOR- NORTH 1046 PIG | [10 empty] | improved_output
31 | 11-71-XTGD-1046W-19 TOXIC GAS |  |  |  | DETECTOR- NORTH 1046 PIG | [10 empty] | improved_output
32 | 11-71-XTGD-1046W-20 TOXIC GAS |  |  |  | DETECTOR- NORTH 1046 PIG | [10 empty] | improved_output
33 | 11-71-XTGD-1046W-21 TOXIC GAS |  |  |  | DETECTOR- NORTH FLANK | [10 empty] | improved_output
34 | 11-71-XTGD-1046W-22 TOXIC GAS |  |  |  | DETECTOR- NORTH FLANK | [10 empty] | improved_output
35 | 11-71-XTGD-1046W-05 TOXIC GAS |  |  |  | DETECTOR- NORTH FLANK | [10 empty] | improved_output
36 | 11-71-XTGD-1046W-06 TOXIC GAS |  |  |  | DETECTOR- NORTH FLANK | [10 empty] | improved_output
37 | 11-71-XTGD-1053W-01 TOXIC GAS |  |  |  | DETECTOR- NORTH FLANK | [10 empty] | improved_output
38 | 11-71-XTGD-1053W-02 TOXIC GAS |  |  |  | DETECTOR- NORTH FLANK | [10 empty] | improved_output
39 | 11-71-XTGD-1053W-07 TOXIC GAS |  |  |  | DETECTOR- NORTH FLANK | [10 empty] | improved_output
40 | 11-71-XTGD-1053W-08 TOXIC GAS |  |  |  | DETECTOR- NORTH FLANK | [10 empty] | improved_output
41 | 11-18-XTGD-5403-14 TOXIC GAS |  |  |  | DETECTOR- NEAR | [10 empty] | improved_output
42 | 11-18-XTGD-5403-15 TOXIC GAS |  |  |  | DETECTOR- NEAR | [10 empty] | improved_output
43 | 11-18-XTGD-5403-16 TOXIC GAS |  |  |  | DETECTOR- NEAR MANIFOLD | [10 empty] | improved_output
44 | 11-18-XTGD-5403-17 TOXIC GAS |  |  |  | DETECTOR- NEAR MANIFOLD | [10 empty] | improved_output
45 | 11-18-XTGD-5403-18 TOXIC GAS |  |  |  | DETECTOR- NEAR C02 | [10 empty] | improved_output
ANALYSER | AL-0100-01 | [14 empty] | improved_output
46 | 11-18-XTGD-5403-19 TOXIC GAS |  |  |  | DETECTOR- NEAR C02 | [10 empty] | improved_output
ANALYSER | AL-0100-02 | [14 empty] | improved_output
47 | 11-18-XTG D-5403-20 TOXIC |  |  |  | GAS DETECTOR-ISOLATION VALVE | [10 empty] | improved_output
48 | 44-76-XTGD-5401-01 TOXIC GAS |  |  |  | DETECTOR- RUMAITHA TIE IN | [10 empty] | improved_output
49 | 44-76-XTG D-5401-02 TOXIC |  |  |  | GAS DETECTOR- RUMAITHA TIE IN | [10 empty] | improved_output
50 | 44-76-XTGD-5401-05 TOXIC GAS |  |  |  | DETECTOR- RUMAITHA TIE IN | [10 empty] | improved_output
51 | 44- 76-XTG D-5401-06 |  |  |  | TOXIC GAS DETECTOR- RUMAITHA TIE IN | [10 empty] | improved_output
4 | DOCUMENT TITLE: Project No.: P11569 | [14 empty] | improved_output
11.99.40.2619 | [15 empty] | improved_output
INSTRUMENT | DATA SHEET FOR |  |  |  | H2S REV. 1 GAS DETECTOR Date: 06-08-2015 | [10 empty] | improved_output
� | tuco TYCO DOC. |  |  |  | NO.: TFS-D- CA150270-007 REV.3 | [10 empty] | improved_output
52 | 44- 76-XTG D-5401-0 |  |  |  | 7 TOXIC GAS DETECTOR- RUMAITHA TIE IN | [10 empty] | improved_output
53 | 44-76-XTGD-5401-08 TOXIC GAS |  |  |  | DETECTOR- RUMAITHA TIE IN | [10 empty] | improved_output
11.99.40.2619 | Project No.: P11569 | [14 empty] | improved_output
INSTRUMENT | DATA SHEET FOR |  |  |  | H2S | [10 empty] | improved_output
MODE� | S4000TH | [14 empty] | improved_output
H2S | Gas Detection | [14 empty] | improved_output
The | Model S4000TH Intelligent Sensor is a | [14 empty] | improved_output
All | of the S4000TH electronics are contained within an | [14 empty] | improved_output
explosion-proof | housing so that |  |  |  | sensor information can | [10 empty] | improved_output
detection | range at the sensor. In addition, the S4000TH | [14 empty] | improved_output
The | S4000TH includes a three (3) digit LED display. | [14 empty] | improved_output
and | eight fault codes. The S4000TH has four different operating modes. First, | [14 empty] | improved_output
Selecting | Setup Mode on the S4000TH is accomplished | [14 empty] | improved_output
MOOE� | S4000TH | [14 empty] | improved_output
United | Kingdom, SK11 OLR | [14 empty] | improved_output
housing, | push terminals) 3 |  |  |  | wire shielded cable. Max. distance | [10 empty] | improved_output
between | S4000TH and power | [14 empty] | improved_output
247 | units with repeaters Complies with EN50270, | [14 empty] | improved_output
(optional) | Baud Rate: RS-485 Output: | [14 empty] | improved_output
Aluminum | 6061-T6 alloy (cover), | [14 empty] | improved_output
A356-T6 | alloy (base) or | [14 empty] | improved_output
IIB+H2, | T6, Type 4X | [14 empty] | improved_output
Ex | d IIB+H2. TS Gb IP66 | [14 empty] | improved_output
Range: | -S8°F to 185°F (-50°C to 85°C) | [14 empty] | improved_output
Publication#: | DS-S4000TH-E1212e | [14 empty] | improved_output
MODEL | S4000TH | [14 empty] | improved_output
MODEL | S4000TH | [14 empty] | improved_output
• | (Std) S4000TH HYDROGEN SULFIDE INTELLIGENT SENSOR | [14 empty] | improved_output
A. | RELA YS1-NC: | [14 empty] | improved_output
9-o | 4·20MA OUTPUT. WITH RELAYS. WITH DUAL MODBUS with S4000T Modbus unit !}'.ee | [14 empty] | improved_output
8. | RELAY-STATE-NC: | [14 empty] | improved_output
1-r,, | LATCH ALARM/NON-LATCH WARN DE-ENERGIZED | [14 empty] | improved_output
2-o | LATCH ALARM/NON-LATCH WARN ENGERGIZED | [14 empty] | improved_output
3-o | LATCH ALARM/LATCH WARN DE-ENERGIZED | [14 empty] | improved_output
5- | . NON-LATCH ALARM/NON-LATCH WARN DE-ENERGIZED | [14 empty] | improved_output
6-o | NON-LATCH ALARM/NON-LATCH WARN ENERGIZED | [14 empty] | improved_output
r-« | NON-LATCH ALARM/LATCH WARN DE-ENERGIZED | [14 empty] | improved_output
8-o | NON-LATCH ALARM/LATCH WARN ENERGIZED | [14 empty] | improved_output
C. | H2S-SENSOR: | [14 empty] | improved_output
01-u | (Std) 50445-1 SENSOR Al OTO 100 PPM H2S | [14 empty] | improved_output
02-o | 50445-5 SENSOR Al OTO 50 PPM H2S | [14 empty] | improved_output
03-o | 50445-9 SENSOR Al OTO 20 PPM H2S | [14 empty] | improved_output
04-o | 50448-1 SENSOR SS OTO 100 PPM H2S | [14 empty] | improved_output
05-o | 50448-5 SENSOR SS OTO 50 PPM H2S | [14 empty] | improved_output
06-o | 50448·9 SENSOR SS O TO 20 PPM H2S | [14 empty] | improved_output
11-o | 51457-ll SENSOR SS ATEX H2S 0-100 (WILUGS) | [14 empty] | improved_output
12- | 51457-SL SENSOR SS ATEX H2S 0-50 (W/LUGS) | [14 empty] | improved_output
13-o | 51457·9L SENSOR SS ATEX H2S 0-20 (W/LUGS) | [14 empty] | improved_output
1·o | (Std) ATEX/CSA-English | [14 empty] | improved_output
3·.:i | ATEX/CSA·ENGLISH--SCREW TERMINAL | [14 empty] | improved_output
5-o | GMI-GMIUSST HOUSING | [14 empty] | improved_output
6- | GMI-GMIL/SST HOUSING SCREW |  |  |  | TERMINALS | [10 empty] | improved_output
[5 empty] | Requires poppler installation | PLACEHOLDER | FAILED-PROCESS | 0 | 1 | ERROR01 | PDF Processing Failed | Could not extract text - needs OCR setup |  |  | P11569-11-99-40-1605-1 | P11569-11-99-40-1605-1_placeholder
[6 empty] | 44-76-XTGD-5401 | FG-FGAS | 3 | 1 | NACC01 | ±10 | Accuracy | % |  | P11.99.40.2619 | P11569-11-99-40-2619
[6 empty] | 44-76-XTGD-5401 | FG-FGAS | 3 | 2 | HSE-HAZ_AREA | Hazardous Area | Area Classification |  |  | P11.99.40.2619 | P11569-11-99-40-2619
[6 empty] | 44-76-XTGD-5401 | FG-FGAS | 3 | 3 | CALR01 | 0–50 | Calibrated Range | ppm |  | P11.99.40.2619 | P11569-11-99-40-2619
[6 empty] | 44-76-XTGD-5401 | FG-FGAS | 3 | 4 | DETCOMM | 4–20 mA (HART) | Detector Communication |  |  | P11.99.40.2619 | P11569-11-99-40-2619
[6 empty] | 44-76-XTGD-5401 | FG-FGAS | 3 | 5 | ENVIRONT |  | Environment |  |  | P11.99.40.2619 | P11569-11-99-40-2619
[6 empty] | 44-76-XTGD-5401 | FG-FGAS | 3 | 6 | ACFS01 | Warning, Alarm | Fail Safe State |  |  | P11.99.40.2619 | P11569-11-99-40-2619
[6 empty] | 44-76-XTGD-5401 | FG-FGAS | 3 | 7 | POWREQ | 24 VDC | Power Requirement | V |  | P11.99.40.2619 | P11569-11-99-40-2619
[6 empty] | 44-76-XTGD-5401 | FG-FGAS | 3 | 8 | TEMP01 | -40 to +75 | Operating Temperature | °C |  | P11.99.40.2619 | P11569-11-99-40-2619
[6 empty] | 44-76-XTGD-5401 | FG-FGAS | 3 | 9 | CERTIF | ATEX, IECEx | Certification |  |  | P11.99.40.2619 | P11569-11-99-40-2619
[6 empty] | 44-76-XTGD-5401 | FG-FGAS | 3 | 10 | MFGR | TYCO | Manufacturer |  |  | P11.99.40.2619 | P11569-11-99-40-2619
[6 empty] | 44-76-XTGD-5401 | FG-FGAS | 3 | 11 | MODEL | H2S Gas Detector | Model/Type |  |  | P11.99.40.2619 | P11569-11-99-40-2619
[6 empty] | 44-76-XTGD-5401 | FG-FGAS | 3 | 12 | CONN01 | M20 x 1.5 | Connection |  |  | P11.99.40.2619 | P11569-11-99-40-2619
[6 empty] | 44-76-XTGD-5401 | FG-FGAS | 3 | 13 | HOUSING | Explosion Proof | Housing Type |  |  | P11.99.40.2619 | P11569-11-99-40-2619
[6 empty] | 44-76-XTGD-5401 | FG-FGAS | 3 | 14 | DISPLAY | LCD | Display Type |  |  | P11.99.40.2619 | P11569-11-99-40-2619
[6 empty] | 44-76-XTGD-5401 | FG-FGAS | 3 | 15 | ALARM | Visual & Audible | Alarm Type |  |  | P11.99.40.2619 | P11569-11-99-40-2619
[6 empty] | 44-76-XTGD-5401 | FG-FGAS | 3 | 16 | SPEC16 | 11.99.40.2619 | 11.99.40.2619 1 1 |  |  | P11.99.40.2619 | P11569-11-99-40-2619
[6 empty] | 44-76-XTGD-5401 | FG-FGAS | 3 | 17 | SPEC17 | 1 | /.� 1 P � | mA |  | P11.99.40.2619 | P11569-11-99-40-2619
[6 empty] | 44-76-XTGD-5401 | FG-FGAS | 3 | 18 | SPEC18 | 1 | be incorporated; 1 - Final | mA |  | P11.99.40.2619 | P11569-11-99-40-2619
[6 empty] | 44-76-XTGD-5401 | FG-FGAS | 3 | 19 | SPEC19 | L.&1 | on project L.&1 no impact | mA |  | P11.99.40.2619 | P11569-11-99-40-2619
[6 empty] | 44-76-XTGD-5401 | FG-FGAS | 3 | 20 | SPEC20 | 11.99.40.2619 | 11.99.40.2619 1 Instrument |  |  | P11.99.40.2619 | P11569-11-99-40-2619
[6 empty] | 44-76-XTGD-5401 | FG-FGAS | 3 | 21 | SPEC21 | 1 | be incorporated: 1 - Final | mA |  | P11.99.40.2619 | P11569-11-99-40-2619
[6 empty] | 44-76-XTGD-5401 | FG-FGAS | 3 | 22 | SPEC22 | H2S | SHEET FOR H2S GAS DETECTOR |  |  | P11.99.40.2619 | P11569-11-99-40-2619
[6 empty] | 44-76-XTGD-5401 | FG-FGAS | 3 | 23 | SPEC23 | 14-07-2015 | C 14-07-2015 MA HN | mA |  | P11.99.40.2619 | P11569-11-99-40-2619
[6 empty] | 44-76-XTGD-5401 | FG-FGAS | 3 | 24 | SPEC24 | 05-05-2015 | B 05-05-2015 MA HN | mA |  | P11.99.40.2619 | P11569-11-99-40-2619
[6 empty] | 44-76-XTGD-5401 | FG-FGAS | 3 | 25 | SPEC25 | 11-03-2015 | A 11-03-2015 MA RT | mA |  | P11.99.40.2619 | P11569-11-99-40-2619
[6 empty] | 44-76-XTGD-5401 | FG-FGAS | 3 | 26 | SPEC26 | 3.1 | 3.1 H2S GAS |  |  | P11.99.40.2619 | P11569-11-99-40-2619
[6 empty] | 44-76-XTGD-5401 | FG-FGAS | 3 | 27 | SPEC27 | H2S | SHEET FOR H2S |  |  | P11.99.40.2619 | P11569-11-99-40-2619
[6 empty] | 44-76-XTGD-5401 | FG-FGAS | 3 | 28 | SPEC28 | H2S | for the H2S Gas Detector |  |  | P11.99.40.2619 | P11569-11-99-40-2619
[6 empty] | 44-76-XTGD-5401 | FG-FGAS | 3 | 29 | SPEC29 | H2S | H2S Hydrogen Sulfide |  |  | P11.99.40.2619 | P11569-11-99-40-2619
[6 empty] | 44-76-XTGD-5401 | FG-FGAS | 3 | 30 | SPEC30 | H2S | SHEET FOR H2S |  |  | P11.99.40.2619 | P11569-11-99-40-2619
[6 empty] | 44-76-XTGD-5401 | FG-FGAS | 3 | 31 | SPEC31 | 1 | 1 11.99.52.1620 MATERIAL | mA |  | P11.99.40.2619 | P11569-11-99-40-2619
[6 empty] | 44-76-XTGD-5401 | FG-FGAS | 3 | 32 | SPEC32 | 2 | 2 11.99.40.1611 DATASHEET |  |  | P11.99.40.2619 | P11569-11-99-40-2619
[6 empty] | 44-76-XTGD-5401 | FG-FGAS | 3 | 33 | SPEC33 | H2S | SHEET FOR H2S |  |  | P11.99.40.2619 | P11569-11-99-40-2619
[6 empty] | 44-76-XTGD-5401 | FG-FGAS | 3 | 34 | SPEC34 | 3.1 | 3.1 H2S GAS |  |  | P11.99.40.2619 | P11569-11-99-40-2619
[6 empty] | 44-76-XTGD-5401 | FG-FGAS | 3 | 35 | SPEC35 | H2S | of the H2S Gas Detector |  |  | P11.99.40.2619 | P11569-11-99-40-2619
[6 empty] | 44-76-XTGD-5401 | FG-FGAS | 3 | 36 | SPEC36 | 2 | 2 EQUIPMENT H2S |  |  | P11.99.40.2619 | P11569-11-99-40-2619
[6 empty] | 44-76-XTGD-5401 | FG-FGAS | 3 | 37 | SPEC37 | 7 | 7 DETECTOR METHOD |  |  | P11.99.40.2619 | P11569-11-99-40-2619
[6 empty] | 44-76-XTGD-5401 | FG-FGAS | 3 | 38 | SPEC38 | 8 | 8 OUTPUT 4-20mA | mA |  | P11.99.40.2619 | P11569-11-99-40-2619
[6 empty] | 44-76-XTGD-5401 | FG-FGAS | 3 | 39 | SPEC39 | 9 | 9 INSTRUMENT RANGE | ppm |  | P11.99.40.2619 | P11569-11-99-40-2619
[6 empty] | 44-76-XTGD-5401 | FG-FGAS | 3 | 40 | SPEC40 | ±2 | ±2 PPM OR | ppm |  | P11.99.40.2619 | P11569-11-99-40-2619
[6 empty] | 44-76-XTGD-5401 | FG-FGAS | 3 | 41 | SPEC41 | 11 | DETECTOR DATA 11 REPEATABILITY APPLIED |  |  | P11.99.40.2619 | P11569-11-99-40-2619
[6 empty] | 44-76-XTGD-5401 | FG-FGAS | 3 | 42 | SPEC42 | 13 | 13 ACCURACY ± | % |  | P11.99.40.2619 | P11569-11-99-40-2619
[6 empty] | 44-76-XTGD-5401 | FG-FGAS | 3 | 43 | SPEC43 | 15 | 15 FALSE ALARM |  |  | P11.99.40.2619 | P11569-11-99-40-2619
[6 empty] | 44-76-XTGD-5401 | FG-FGAS | 3 | 44 | SPEC44 | H2S | SHEET FOR H2S REV.1 Date: |  |  | P11.99.40.2619 | P11569-11-99-40-2619
[6 empty] | 44-76-XTGD-5401 | FG-FGAS | 3 | 45 | SPEC45 | 18 | 18 CALIBRATION GAS |  |  | P11.99.40.2619 | P11569-11-99-40-2619
[6 empty] | 44-76-XTGD-5401 | FG-FGAS | 3 | 46 | SPEC46 | 22 | 22 SUPPLY VOLT | VDC |  | P11.99.40.2619 | P11569-11-99-40-2619
[6 empty] | 44-76-XTGD-5401 | FG-FGAS | 3 | 47 | SPEC47 | 23 | 23 POWER CONSUMPTION | mA |  | P11.99.40.2619 | P11569-11-99-40-2619
[6 empty] | 44-76-XTGD-5401 | FG-FGAS | 3 | 48 | SPEC48 | 24 | 24 PEAK INRUSH | mA |  | P11.99.40.2619 | P11569-11-99-40-2619
[6 empty] | 44-76-XTGD-5401 | FG-FGAS | 3 | 49 | SPEC49 | 12omA | 12omA @ 24 | mA |  | P11.99.40.2619 | P11569-11-99-40-2619
[6 empty] | 44-76-XTGD-5401 | FG-FGAS | 3 | 50 | SPEC50 | 29 | 29 HUMIDITY (MAX) | mA |  | P11.99.40.2619 | P11569-11-99-40-2619
[6 empty] | 44-76-XTGD-5401 | FG-FGAS | 3 | 51 | SPEC51 | 30 | TEMPERATURE REQUIREMENT 30 RANGE -40°C | °C |  | P11.99.40.2619 | P11569-11-99-40-2619
[6 empty] | 44-76-XTGD-5401 | FG-FGAS | 3 | 52 | SPEC52 | 31 | 31 STORAGE TEMPERATURE | °C |  | P11.99.40.2619 | P11569-11-99-40-2619
[6 empty] | 44-76-XTGD-5401 | FG-FGAS | 3 | 53 | SPEC53 | 33 | ENCLOSURE 33 MATERIAL 316 | mA |  | P11.99.40.2619 | P11569-11-99-40-2619
[6 empty] | 44-76-XTGD-5401 | FG-FGAS | 3 | 54 | SPEC54 | H2S | SHEET FOR H2S REV. 1 |  |  | P11.99.40.2619 | P11569-11-99-40-2619
[6 empty] | 44-76-XTGD-5401 | FG-FGAS | 3 | 55 | SPEC55 | 40 | PURCHASE 40 MANUFACTURER GENERAL | mA |  | P11.99.40.2619 | P11569-11-99-40-2619
[6 empty] | 44-76-XTGD-5401 | FG-FGAS | 3 | 56 | SPEC56 | 41 | 41 DETECTOR MODEL |  |  | P11.99.40.2619 | P11569-11-99-40-2619
[6 empty] | 44-76-XTGD-5401 | FG-FGAS | 3 | 57 | SPEC57 | 1) | 1) SS316 TAG | mA |  | P11.99.40.2619 | P11569-11-99-40-2619
[6 empty] | 44-76-XTGD-5401 | FG-FGAS | 3 | 58 | SPEC58 | 1 | 1 11-76-XTGD-5401-01 TOXIC |  |  | P11.99.40.2619 | P11569-11-99-40-2619
[6 empty] | 44-76-XTGD-5401 | FG-FGAS | 3 | 59 | SPEC59 | STATION-1 | STATION-1 MAIN VALVE | mA |  | P11.99.40.2619 | P11569-11-99-40-2619
[6 empty] | 44-76-XTGD-5401 | FG-FGAS | 3 | 60 | SPEC60 | 2 | 2 11-76-XTGD-5401-02 TOXIC |  |  | P11.99.40.2619 | P11569-11-99-40-2619
[6 empty] | 44-76-XTGD-5401 | FG-FGAS | 3 | 61 | SPEC61 | 3 | 3 11-76-XTGD-5401-05 TOXIC |  |  | P11.99.40.2619 | P11569-11-99-40-2619
[6 empty] | 44-76-XTGD-5401 | FG-FGAS | 3 | 62 | SPEC62 | STATION-1 | STATION-1 MAIN VALVE | mA |  | P11.99.40.2619 | P11569-11-99-40-2619
[6 empty] | 44-76-XTGD-5401 | FG-FGAS | 3 | 63 | SPEC63 | 4 | 4 11-76-XTGD-5402-01 TOXIC |  |  | P11.99.40.2619 | P11569-11-99-40-2619
[6 empty] | 44-76-XTGD-5401 | FG-FGAS | 3 | 64 | SPEC64 | STATION-2 | STATION-2 MAIN VALVE | mA |  | P11.99.40.2619 | P11569-11-99-40-2619
[6 empty] | 44-76-XTGD-5401 | FG-FGAS | 3 | 65 | SPEC65 | 5 | 5 11-76-XTGD-5402-02 TOXIC |  |  | P11.99.40.2619 | P11569-11-99-40-2619
[6 empty] | 44-76-XTGD-5401 | FG-FGAS | 3 | 66 | SPEC66 | 6 | 6 11-76-XTGD-5402-05 TOXIC |  |  | P11.99.40.2619 | P11569-11-99-40-2619
[6 empty] | 44-76-XTGD-5401 | FG-FGAS | 3 | 67 | SPEC67 | STATION-2 | STATION-2 MAIN VALVE | mA |  | P11.99.40.2619 | P11569-11-99-40-2619
[6 empty] | 44-76-XTGD-5401 | FG-FGAS | 3 | 68 | SPEC68 | 7 | 7 11-71-XTGD-1055W-10 TOXIC |  |  | P11.99.40.2619 | P11569-11-99-40-2619
[6 empty] | 44-76-XTGD-5401 | FG-FGAS | 3 | 69 | SPEC69 | H2S | SHEET FOR H2S REV. 1 |  |  | P11.99.40.2619 | P11569-11-99-40-2619
[6 empty] | 44-76-XTGD-5401 | FG-FGAS | 3 | 70 | SPEC70 | 8 | 8 11-71-XTGD-1055W-11 TOXIC |  |  | P11.99.40.2619 | P11569-11-99-40-2619
[6 empty] | 44-76-XTGD-5401 | FG-FGAS | 3 | 71 | SPEC71 | 9 | 9 11-71-XTGD-1055W-12 TOXIC |  |  | P11.99.40.2619 | P11569-11-99-40-2619
[6 empty] | 44-76-XTGD-5401 | FG-FGAS | 3 | 72 | SPEC72 | 10 | 10 11-71-XTGD-1055W-03 TOXIC |  |  | P11.99.40.2619 | P11569-11-99-40-2619
[6 empty] | 44-76-XTGD-5401 | FG-FGAS | 3 | 73 | SPEC73 | 11 | 11 11-71-XTGD-1055W-04 TOXIC |  |  | P11.99.40.2619 | P11569-11-99-40-2619
[6 empty] | 44-76-XTGD-5401 | FG-FGAS | 3 | 74 | SPEC74 | 12 | 12 11-71-XTGD-1055W-13 TOXIC |  |  | P11.99.40.2619 | P11569-11-99-40-2619
[6 empty] | 44-76-XTGD-5401 | FG-FGAS | 3 | 75 | SPEC75 | 13 | 13 11-71-XTGD-1055W-14 TOXIC |  |  | P11.99.40.2619 | P11569-11-99-40-2619
[6 empty] | 44-76-XTGD-5401 | FG-FGAS | 3 | 76 | SPEC76 | 14 | 14 11-71-XTGD-1054W-01 TOXIC |  |  | P11.99.40.2619 | P11569-11-99-40-2619
[6 empty] | 44-76-XTGD-5401 | FG-FGAS | 3 | 77 | SPEC77 | 15 | 15 11-71-XTGD-1054W-02 TOXIC |  |  | P11.99.40.2619 | P11569-11-99-40-2619
[6 empty] | 44-76-XTGD-5401 | FG-FGAS | 3 | 78 | SPEC78 | 16 | 16 11-71-XTGD-1054W-07 TOXIC |  |  | P11.99.40.2619 | P11569-11-99-40-2619
[6 empty] | 44-76-XTGD-5401 | FG-FGAS | 3 | 79 | SPEC79 | 17 | 17 11-71-XTGD-1054W-08 TOXIC |  |  | P11.99.40.2619 | P11569-11-99-40-2619
[6 empty] | 44-76-XTGD-5401 | FG-FGAS | 3 | 80 | SPEC80 | 18 | 18 11-71-XTGD-1052P-01 TOXIC |  |  | P11.99.40.2619 | P11569-11-99-40-2619
[6 empty] | 44-76-XTGD-5401 | FG-FGAS | 3 | 81 | SPEC81 | 19 | 19 11-71-XTGD-1052P-02 TOXIC |  |  | P11.99.40.2619 | P11569-11-99-40-2619
[6 empty] | 44-76-XTGD-5401 | FG-FGAS | 3 | 82 | SPEC82 | 20 | 20 11-71-XTGD-1052P-03 TOXIC |  |  | P11.99.40.2619 | P11569-11-99-40-2619
[6 empty] | 44-76-XTGD-5401 | FG-FGAS | 3 | 83 | SPEC83 | 21 | 21 11-71-XTGD-1051 P-01 |  |  | P11.99.40.2619 | P11569-11-99-40-2619
[6 empty] | 44-76-XTGD-5401 | FG-FGAS | 3 | 84 | SPEC84 | 22 | 22 11-71-XTGD-1051 P-02 |  |  | P11.99.40.2619 | P11569-11-99-40-2619
[6 empty] | 44-76-XTGD-5401 | FG-FGAS | 3 | 85 | SPEC85 | 23 | 23 11-71-XTGD-1046W-03 TOXIC |  |  | P11.99.40.2619 | P11569-11-99-40-2619
[6 empty] | 44-76-XTGD-5401 | FG-FGAS | 3 | 86 | SPEC86 | 24 | 24 11-71-XTGD-1046W-04 TOXIC |  |  | P11.99.40.2619 | P11569-11-99-40-2619
[6 empty] | 44-76-XTGD-5401 | FG-FGAS | 3 | 87 | SPEC87 | 25 | 25 11-71-XTGD-1051 P-03 |  |  | P11.99.40.2619 | P11569-11-99-40-2619
[6 empty] | 44-76-XTGD-5401 | FG-FGAS | 3 | 88 | SPEC88 | 26 | 26 11-71-XTGD-1046W-14 TOXIC |  |  | P11.99.40.2619 | P11569-11-99-40-2619
[6 empty] | 44-76-XTGD-5401 | FG-FGAS | 3 | 89 | SPEC89 | 27 | 27 11-71-XTGD-1046W-15 TOXIC |  |  | P11.99.40.2619 | P11569-11-99-40-2619
[6 empty] | 44-76-XTGD-5401 | FG-FGAS | 3 | 90 | SPEC90 | 28 | 28 11-71-XTGD-1046W-16 TOXIC |  |  | P11.99.40.2619 | P11569-11-99-40-2619
[6 empty] | 44-76-XTGD-5401 | FG-FGAS | 3 | 91 | SPEC91 | 29 | 29 11-71-XTGD-1046W-17 TOXIC |  |  | P11.99.40.2619 | P11569-11-99-40-2619
[6 empty] | 44-76-XTGD-5401 | FG-FGAS | 3 | 92 | SPEC92 | H2S | SHEET FOR H2S REV. 1 |  |  | P11.99.40.2619 | P11569-11-99-40-2619
[6 empty] | 44-76-XTGD-5401 | FG-FGAS | 3 | 93 | SPEC93 | 30 | 30 11-71-XTGD-1046W-18 TOXIC |  |  | P11.99.40.2619 | P11569-11-99-40-2619
[6 empty] | 44-76-XTGD-5401 | FG-FGAS | 3 | 94 | SPEC94 | 31 | 31 11-71-XTGD-1046W-19 TOXIC |  |  | P11.99.40.2619 | P11569-11-99-40-2619
[6 empty] | 44-76-XTGD-5401 | FG-FGAS | 3 | 95 | SPEC95 | 32 | 32 11-71-XTGD-1046W-20 TOXIC |  |  | P11.99.40.2619 | P11569-11-99-40-2619
[6 empty] | 44-76-XTGD-5401 | FG-FGAS | 3 | 96 | SPEC96 | 33 | 33 11-71-XTGD-1046W-21 TOXIC |  |  | P11.99.40.2619 | P11569-11-99-40-2619
[6 empty] | 44-76-XTGD-5401 | FG-FGAS | 3 | 97 | SPEC97 | 34 | 34 11-71-XTGD-1046W-22 TOXIC |  |  | P11.99.40.2619 | P11569-11-99-40-2619
[6 empty] | 44-76-XTGD-5401 | FG-FGAS | 3 | 98 | SPEC98 | 35 | 35 11-71-XTGD-1046W-05 TOXIC |  |  | P11.99.40.2619 | P11569-11-99-40-2619
[6 empty] | 44-76-XTGD-5401 | FG-FGAS | 3 | 99 | SPEC99 | 36 | 36 11-71-XTGD-1046W-06 TOXIC |  |  | P11.99.40.2619 | P11569-11-99-40-2619
[6 empty] | 44-76-XTGD-5401 | FG-FGAS | 3 | 100 | SPEC100 | 37 | 37 11-71-XTGD-1053W-01 TOXIC |  |  | P11.99.40.2619 | P11569-11-99-40-2619
[6 empty] | 44-76-XTGD-5401 | FG-FGAS | 3 | 101 | SPEC101 | 38 | 38 11-71-XTGD-1053W-02 TOXIC |  |  | P11.99.40.2619 | P11569-11-99-40-2619
[6 empty] | 44-76-XTGD-5401 | FG-FGAS | 3 | 102 | SPEC102 | 39 | 39 11-71-XTGD-1053W-07 TOXIC |  |  | P11.99.40.2619 | P11569-11-99-40-2619
[6 empty] | 44-76-XTGD-5401 | FG-FGAS | 3 | 103 | SPEC103 | 40 | 40 11-71-XTGD-1053W-08 TOXIC |  |  | P11.99.40.2619 | P11569-11-99-40-2619
[6 empty] | 44-76-XTGD-5401 | FG-FGAS | 3 | 104 | SPEC104 | 41 | 41 11-18-XTGD-5403-14 TOXIC |  |  | P11.99.40.2619 | P11569-11-99-40-2619
[6 empty] | 44-76-XTGD-5401 | FG-FGAS | 3 | 105 | SPEC105 | 42 | 42 11-18-XTGD-5403-15 TOXIC |  |  | P11.99.40.2619 | P11569-11-99-40-2619
[6 empty] | 44-76-XTGD-5401 | FG-FGAS | 3 | 106 | SPEC106 | 43 | 43 11-18-XTGD-5403-16 TOXIC | mA |  | P11.99.40.2619 | P11569-11-99-40-2619
[6 empty] | 44-76-XTGD-5401 | FG-FGAS | 3 | 107 | SPEC107 | 44 | 44 11-18-XTGD-5403-17 TOXIC | mA |  | P11.99.40.2619 | P11569-11-99-40-2619
[6 empty] | 44-76-XTGD-5401 | FG-FGAS | 3 | 108 | SPEC108 | 45 | 45 11-18-XTGD-5403-18 TOXIC |  |  | P11.99.40.2619 | P11569-11-99-40-2619
[6 empty] | 44-76-XTGD-5401 | FG-FGAS | 3 | 109 | SPEC109 | 46 | 46 11-18-XTGD-5403-19 TOXIC |  |  | P11.99.40.2619 | P11569-11-99-40-2619
[6 empty] | 44-76-XTGD-5401 | FG-FGAS | 3 | 110 | SPEC110 | 47 | 47 11-18-XTG D-5403-20 |  |  | P11.99.40.2619 | P11569-11-99-40-2619
[6 empty] | 44-76-XTGD-5401 | FG-FGAS | 3 | 111 | SPEC111 | 48 | 48 44-76-XTGD-5401-01 TOXIC | mA |  | P11.99.40.2619 | P11569-11-99-40-2619
[6 empty] | 44-76-XTGD-5401 | FG-FGAS | 3 | 112 | SPEC112 | 49 | 49 44-76-XTG D-5401-02 | mA |  | P11.99.40.2619 | P11569-11-99-40-2619
[6 empty] | 44-76-XTGD-5401 | FG-FGAS | 3 | 113 | SPEC113 | 50 | 50 44-76-XTGD-5401-05 TOXIC | mA |  | P11.99.40.2619 | P11569-11-99-40-2619
[6 empty] | 44-76-XTGD-5401 | FG-FGAS | 3 | 114 | SPEC114 | 51 | 51 44- 76-XTG | mA |  | P11.99.40.2619 | P11569-11-99-40-2619
[6 empty] | 44-76-XTGD-5401 | FG-FGAS | 3 | 115 | SPEC115 | H2S | SHEET FOR H2S REV. 1 |  |  | P11.99.40.2619 | P11569-11-99-40-2619
[6 empty] | 44-76-XTGD-5401 | FG-FGAS | 3 | 116 | SPEC116 | 52 | 52 44- 76-XTG | mA |  | P11.99.40.2619 | P11569-11-99-40-2619
[6 empty] | 44-76-XTGD-5401 | FG-FGAS | 3 | 117 | SPEC117 | 53 | 53 44-76-XTGD-5401-08 TOXIC | mA |  | P11.99.40.2619 | P11569-11-99-40-2619
[6 empty] | 44-76-XTGD-5401 | FG-FGAS | 3 | 118 | SPEC118 | H2S | SHEET FOR H2S |  |  | P11.99.40.2619 | P11569-11-99-40-2619
[6 empty] | 44-76-XTGD-5401 | FG-FGAS | 3 | 119 | SPEC119 | H2S | H2S Gas Detection |  |  | P11.99.40.2619 | P11569-11-99-40-2619
[6 empty] | 44-76-XTGD-5401 | FG-FGAS | 3 | 120 | SPEC120 | 4-20mA | • 4-20mA output | mA |  | P11.99.40.2619 | P11569-11-99-40-2619
[6 empty] | 44-76-XTGD-5401 | FG-FGAS | 3 | 121 | SPEC121 | (0-20 | Detection Ranges (0-20 ppm, | ppm |  | P11.99.40.2619 | P11569-11-99-40-2619
[6 empty] | 44-76-XTGD-5401 | FG-FGAS | 3 | 122 | SPEC122 | 0-50 | 0-50 ppm, 0-100 | ppm |  | P11.99.40.2619 | P11569-11-99-40-2619
[6 empty] | 44-76-XTGD-5401 | FG-FGAS | 3 | 123 | SPEC123 | 4-20 | provides a 4-20 mA | mA |  | P11.99.40.2619 | P11569-11-99-40-2619
[6 empty] | 44-76-XTGD-5401 | FG-FGAS | 3 | 124 | SPEC124 | S4000TH | addition, the S4000TH |  |  | P11.99.40.2619 | P11569-11-99-40-2619
[6 empty] | 44-76-XTGD-5401 | FG-FGAS | 3 | 125 | SPEC125 | 4-20 | display and 4-20 mA readings | mA |  | P11.99.40.2619 | P11569-11-99-40-2619
[6 empty] | 44-76-XTGD-5401 | FG-FGAS | 3 | 126 | SPEC126 | (0-20 | Sensor Range (0-20 ppm, 0-50 | ppm |  | P11.99.40.2619 | P11569-11-99-40-2619
[6 empty] | 44-76-XTGD-5401 | FG-FGAS | 3 | 127 | SPEC127 | H2S | H2S |  |  | P11.99.40.2619 | P11569-11-99-40-2619
[6 empty] | 44-76-XTGD-5401 | FG-FGAS | 3 | 128 | SPEC128 | #09-16 | #09-16 Mactech Building | mA |  | P11.99.40.2619 | P11569-11-99-40-2619
[6 empty] | 44-76-XTGD-5401 | FG-FGAS | 3 | 129 | SPEC129 | (600 | (600 Ohms max): | mA |  | P11.99.40.2619 | P11569-11-99-40-2619
[6 empty] | 44-76-XTGD-5401 | FG-FGAS | 3 | 130 | SPEC130 | (4-20 | (4-20 mA, PIN | ppm |  | P11.99.40.2619 | P11569-11-99-40-2619
[6 empty] | 44-76-XTGD-5401 | FG-FGAS | 3 | 131 | SPEC131 | 3 | push terminals) 3 wire shielded | mA |  | P11.99.40.2619 | P11569-11-99-40-2619
[6 empty] | 44-76-XTGD-5401 | FG-FGAS | 3 | 132 | SPEC132 | 24 | remote sensor@ 24 VDC | VDC |  | P11.99.40.2619 | P11569-11-99-40-2619
[6 empty] | 44-76-XTGD-5401 | FG-FGAS | 3 | 133 | SPEC133 | 350 | 350 mA max. | mA |  | P11.99.40.2619 | P11569-11-99-40-2619
[6 empty] | 44-76-XTGD-5401 | FG-FGAS | 3 | 134 | SPEC134 | (3x) | (3x) SPOT - |  |  | P11.99.40.2619 | P11569-11-99-40-2619
[6 empty] | 44-76-XTGD-5401 | FG-FGAS | 3 | 135 | SPEC135 | 0-20 | 0-20 mA (650 | mA |  | P11.99.40.2619 | P11569-11-99-40-2619
[6 empty] | 44-76-XTGD-5401 | FG-FGAS | 3 | 136 | SPEC136 | 1.5 | I Cal 1.5 mA '** | mA |  | P11.99.40.2619 | P11569-11-99-40-2619
[6 empty] | 44-76-XTGD-5401 | FG-FGAS | 3 | 137 | SPEC137 | 1.5 | Setup mode 1.5 mA"' | mA |  | P11.99.40.2619 | P11569-11-99-40-2619
[6 empty] | 44-76-XTGD-5401 | FG-FGAS | 3 | 138 | SPEC138 | 4 | Zero reading 4 mA+0.2 mA | mA |  | P11.99.40.2619 | P11569-11-99-40-2619
[6 empty] | 44-76-XTGD-5401 | FG-FGAS | 3 | 139 | SPEC139 | 0-100% | 0-100% scale 4-20 | mA |  | P11.99.40.2619 | P11569-11-99-40-2619
[6 empty] | 44-76-XTGD-5401 | FG-FGAS | 3 | 140 | SPEC140 | 20-22 | Over-range 20-22 mA | mA |  | P11.99.40.2619 | P11569-11-99-40-2619
[6 empty] | 44-76-XTGD-5401 | FG-FGAS | 3 | 141 | SPEC141 | 61508 | to IEC 61508 0-20 ppm, | ppm |  | P11.99.40.2619 | P11569-11-99-40-2619
[6 empty] | 44-76-XTGD-5401 | FG-FGAS | 3 | 142 | SPEC142 | ±2 | setup ±2 ppm or | ppm |  | P11.99.40.2619 | P11569-11-99-40-2619
[6 empty] | 44-76-XTGD-5401 | FG-FGAS | 3 | 143 | SPEC143 | -S8°F | Range: -S8°F to 185°F | °C |  | P11.99.40.2619 | P11569-11-99-40-2619
[6 empty] | 44-76-XTGD-5401 | FG-FGAS | 3 | 144 | SPEC144 | 10% | Range: 10% to 95% | % |  | P11.99.40.2619 | P11569-11-99-40-2619
[6 empty] | 44-76-XTGD-5401 | FG-FGAS | 3 | 145 | SPEC145 | 8 | environments has 8 k>wer safety | mA |  | P11.99.40.2619 | P11569-11-99-40-2619
[6 empty] | 44-76-XTGD-5401 | FG-FGAS | 3 | 146 | SPEC146 | 3.5 | be entier 3.5 mA or | mA |  | P11.99.40.2619 | P11569-11-99-40-2619
[6 empty] | 44-76-XTGD-5401 | FG-FGAS | 3 | 147 | SPEC147 | 07 | Effective 07 Mar 2011 | mA |  | P11.99.40.2619 | P11569-11-99-40-2619
[6 empty] | 44-76-XTGD-5401 | FG-FGAS | 3 | 148 | SPEC148 | 4-20MA | t-c (Std) 4-20MA OUTPUT. WITHOUT | mA |  | P11.99.40.2619 | P11569-11-99-40-2619
[6 empty] | 44-76-XTGD-5401 | FG-FGAS | 3 | 149 | SPEC149 | 2- | 2- J 4-20MA | mA |  | P11.99.40.2619 | P11569-11-99-40-2619
[6 empty] | 44-76-XTGD-5401 | FG-FGAS | 3 | 150 | SPEC150 | 3-o | 3-o 4-20MA OUTPUT, | mA |  | P11.99.40.2619 | P11569-11-99-40-2619
[6 empty] | 44-76-XTGD-5401 | FG-FGAS | 3 | 151 | SPEC151 | 4-n | 4-n 4-20MA OUTPUT. | mA |  | P11.99.40.2619 | P11569-11-99-40-2619
[6 empty] | 44-76-XTGD-5401 | FG-FGAS | 3 | 152 | SPEC152 | 5- | 5- 4-20MA OUTPUT, | mA |  | P11.99.40.2619 | P11569-11-99-40-2619
[6 empty] | 44-76-XTGD-5401 | FG-FGAS | 3 | 153 | SPEC153 | 6-u | 6-u 4-20MA OUTPUT. | mA |  | P11.99.40.2619 | P11569-11-99-40-2619
[6 empty] | 44-76-XTGD-5401 | FG-FGAS | 3 | 154 | SPEC154 | 8-n | 8-n 4-20MA OUTPUT.WITH | mA |  | P11.99.40.2619 | P11569-11-99-40-2619
[6 empty] | 44-76-XTGD-5401 | FG-FGAS | 3 | 155 | SPEC155 | 9-o | 9-o 4·20MA OUTPUT. | mA |  | P11.99.40.2619 | P11569-11-99-40-2619
[6 empty] | 44-76-XTGD-5401 | FG-FGAS | 3 | 156 | SPEC156 | 1-r,, | 1-r,, LATCH ALARM/NON-LATCH |  |  | P11.99.40.2619 | P11569-11-99-40-2619
[6 empty] | 44-76-XTGD-5401 | FG-FGAS | 3 | 157 | SPEC157 | 2-o | 2-o LATCH ALARM/NON-LATCH |  |  | P11.99.40.2619 | P11569-11-99-40-2619
[6 empty] | 44-76-XTGD-5401 | FG-FGAS | 3 | 158 | SPEC158 | 3-o | 3-o LATCH ALARM/LATCH |  |  | P11.99.40.2619 | P11569-11-99-40-2619
[6 empty] | 44-76-XTGD-5401 | FG-FGAS | 3 | 159 | SPEC159 | 4-o | 4-o LATCH ALARM/LATCH |  |  | P11.99.40.2619 | P11569-11-99-40-2619
[6 empty] | 44-76-XTGD-5401 | FG-FGAS | 3 | 160 | SPEC160 | 5- | 5- . NON-LATCH |  |  | P11.99.40.2619 | P11569-11-99-40-2619
[6 empty] | 44-76-XTGD-5401 | FG-FGAS | 3 | 161 | SPEC161 | 6-o | 6-o NON-LATCH ALARM/NON-LATCH |  |  | P11.99.40.2619 | P11569-11-99-40-2619
[6 empty] | 44-76-XTGD-5401 | FG-FGAS | 3 | 162 | SPEC162 | 8-o | 8-o NON-LATCH ALARM/LATCH |  |  | P11.99.40.2619 | P11569-11-99-40-2619
[6 empty] | 44-76-XTGD-5401 | FG-FGAS | 3 | 163 | SPEC163 | H2S-SENSOR: | C. H2S-SENSOR: |  |  | P11.99.40.2619 | P11569-11-99-40-2619
[6 empty] | 44-76-XTGD-5401 | FG-FGAS | 3 | 164 | SPEC164 | 01-u | 01-u (Std) 50445-1 | ppm |  | P11.99.40.2619 | P11569-11-99-40-2619
[6 empty] | 44-76-XTGD-5401 | FG-FGAS | 3 | 165 | SPEC165 | 02-o | 02-o 50445-5 SENSOR | ppm |  | P11.99.40.2619 | P11569-11-99-40-2619
[6 empty] | 44-76-XTGD-5401 | FG-FGAS | 3 | 166 | SPEC166 | 03-o | 03-o 50445-9 SENSOR | ppm |  | P11.99.40.2619 | P11569-11-99-40-2619
[6 empty] | 44-76-XTGD-5401 | FG-FGAS | 3 | 167 | SPEC167 | 04-o | 04-o 50448-1 SENSOR | ppm |  | P11.99.40.2619 | P11569-11-99-40-2619
[6 empty] | 44-76-XTGD-5401 | FG-FGAS | 3 | 168 | SPEC168 | 05-o | 05-o 50448-5 SENSOR | ppm |  | P11.99.40.2619 | P11569-11-99-40-2619
[6 empty] | 44-76-XTGD-5401 | FG-FGAS | 3 | 169 | SPEC169 | 06-o | 06-o 50448·9 SENSOR | ppm |  | P11.99.40.2619 | P11569-11-99-40-2619
[6 empty] | 44-76-XTGD-5401 | FG-FGAS | 3 | 170 | SPEC170 | 11-o | 11-o 51457-ll SENSOR |  |  | P11.99.40.2619 | P11569-11-99-40-2619
[6 empty] | 44-76-XTGD-5401 | FG-FGAS | 3 | 171 | SPEC171 | 12- | 12- 51457-SL SENSOR |  |  | P11.99.40.2619 | P11569-11-99-40-2619
[6 empty] | 44-76-XTGD-5401 | FG-FGAS | 3 | 172 | SPEC172 | 13-o | 13-o 51457·9L SENSOR |  |  | P11.99.40.2619 | P11569-11-99-40-2619
[6 empty] | 44-76-XTGD-5401 | FG-FGAS | 3 | 173 | SPEC173 | 14·0 | 14·0 NO SENSOR | ppm |  | P11.99.40.2619 | P11569-11-99-40-2619
[6 empty] | 44-76-XTGD-5401 | FG-FGAS | 3 | 174 | SPEC174 | 15-o | 15-o NO SENSOR | ppm |  | P11.99.40.2619 | P11569-11-99-40-2619
[6 empty] | 44-76-XTGD-5401 | FG-FGAS | 3 | 175 | SPEC175 | 1·o | 1·o (Std) ATEX/CSA-English |  |  | P11.99.40.2619 | P11569-11-99-40-2619
[6 empty] | 44-76-XTGD-5401 | FG-FGAS | 3 | 176 | SPEC176 | 3·.:i | 3·.:i ATEX/CSA·ENGLISH--SCREW TERMINAL |  |  | P11.99.40.2619 | P11569-11-99-40-2619
[6 empty] | 44-76-XTGD-5401 | FG-FGAS | 3 | 1 | NACC01 | ±10 | Accuracy | % |  | P11.99.40.2619 | sample_format_output
[6 empty] | 44-76-XTGD-5401 | FG-FGAS | 3 | 2 | HSE-HAZ_AREA | Hazardous Area | Area Classification |  |  | P11.99.40.2619 | sample_format_output
[6 empty] | 44-76-XTGD-5401 | FG-FGAS | 3 | 3 | CALR01 | 0–50 | Calibrated Range | ppm |  | P11.99.40.2619 | sample_format_output
[6 empty] | 44-76-XTGD-5401 | FG-FGAS | 3 | 4 | DETCOMM | 4–20 mA (HART) | Detector Communication |  |  | P11.99.40.2619 | sample_format_output
[6 empty] | 44-76-XTGD-5401 | FG-FGAS | 3 | 5 | ENVIRONT |  | Environment |  |  | P11.99.40.2619 | sample_format_output
[6 empty] | 44-76-XTGD-5401 | FG-FGAS | 3 | 6 | ACFS01 | Warning, Alarm | Fail Safe State |  |  | P11.99.40.2619 | sample_format_output
[6 empty] | 44-76-XTGD-5401 | FG-FGAS | 3 | 7 | POWREQ | 24 VDC | Power Requirement | V |  | P11.99.40.2619 | sample_format_output
[6 empty] | 44-76-XTGD-5401 | FG-FGAS | 3 | 8 | TEMP01 | -40 to +75 | Operating Temperature | °C |  | P11.99.40.2619 | sample_format_output
[6 empty] | 44-76-XTGD-5401 | FG-FGAS | 3 | 9 | CERTIF | ATEX, IECEx | Certification |  |  | P11.99.40.2619 | sample_format_output
[6 empty] | 44-76-XTGD-5401 | FG-FGAS | 3 | 10 | MFGR | TYCO | Manufacturer |  |  | P11.99.40.2619 | sample_format_output
[6 empty] | 44-76-XTGD-5401 | FG-FGAS | 3 | 11 | MODEL | H2S Gas Detector | Model/Type |  |  | P11.99.40.2619 | sample_format_output
[6 empty] | 44-76-XTGD-5401 | FG-FGAS | 3 | 12 | CONN01 | M20 x 1.5 | Connection |  |  | P11.99.40.2619 | sample_format_output
[6 empty] | 44-76-XTGD-5401 | FG-FGAS | 3 | 13 | HOUSING | Explosion Proof | Housing Type |  |  | P11.99.40.2619 | sample_format_output
[6 empty] | 44-76-XTGD-5401 | FG-FGAS | 3 | 14 | DISPLAY | LCD | Display Type |  |  | P11.99.40.2619 | sample_format_output
[6 empty] | 44-76-XTGD-5401 | FG-FGAS | 3 | 15 | ALARM | Visual & Audible | Alarm Type |  |  | P11.99.40.2619 | sample_format_output
[6 empty] | 44-76-XTGD-5401 | FG-FGAS | 3 | 16 | SPEC16 | 11.99.40.2619 | 11.99.40.2619 1 1 |  |  | P11.99.40.2619 | sample_format_output
[6 empty] | 44-76-XTGD-5401 | FG-FGAS | 3 | 17 | SPEC17 | 1 | /.� 1 P � | mA |  | P11.99.40.2619 | sample_format_output
[6 empty] | 44-76-XTGD-5401 | FG-FGAS | 3 | 18 | SPEC18 | 1 | be incorporated; 1 - Final | mA |  | P11.99.40.2619 | sample_format_output
[6 empty] | 44-76-XTGD-5401 | FG-FGAS | 3 | 19 | SPEC19 | L.&1 | on project L.&1 no impact | mA |  | P11.99.40.2619 | sample_format_output
[6 empty] | 44-76-XTGD-5401 | FG-FGAS | 3 | 20 | SPEC20 | 11.99.40.2619 | 11.99.40.2619 1 Instrument |  |  | P11.99.40.2619 | sample_format_output
[6 empty] | 44-76-XTGD-5401 | FG-FGAS | 3 | 21 | SPEC21 | 1 | be incorporated: 1 - Final | mA |  | P11.99.40.2619 | sample_format_output
[6 empty] | 44-76-XTGD-5401 | FG-FGAS | 3 | 22 | SPEC22 | H2S | SHEET FOR H2S GAS DETECTOR |  |  | P11.99.40.2619 | sample_format_output
[6 empty] | 44-76-XTGD-5401 | FG-FGAS | 3 | 23 | SPEC23 | 14-07-2015 | C 14-07-2015 MA HN | mA |  | P11.99.40.2619 | sample_format_output
[6 empty] | 44-76-XTGD-5401 | FG-FGAS | 3 | 24 | SPEC24 | 05-05-2015 | B 05-05-2015 MA HN | mA |  | P11.99.40.2619 | sample_format_output
[6 empty] | 44-76-XTGD-5401 | FG-FGAS | 3 | 25 | SPEC25 | 11-03-2015 | A 11-03-2015 MA RT | mA |  | P11.99.40.2619 | sample_format_output
[6 empty] | 44-76-XTGD-5401 | FG-FGAS | 3 | 26 | SPEC26 | 3.1 | 3.1 H2S GAS |  |  | P11.99.40.2619 | sample_format_output
[6 empty] | 44-76-XTGD-5401 | FG-FGAS | 3 | 27 | SPEC27 | H2S | SHEET FOR H2S |  |  | P11.99.40.2619 | sample_format_output
[6 empty] | 44-76-XTGD-5401 | FG-FGAS | 3 | 28 | SPEC28 | H2S | for the H2S Gas Detector |  |  | P11.99.40.2619 | sample_format_output
[6 empty] | 44-76-XTGD-5401 | FG-FGAS | 3 | 29 | SPEC29 | H2S | H2S Hydrogen Sulfide |  |  | P11.99.40.2619 | sample_format_output
[6 empty] | 44-76-XTGD-5401 | FG-FGAS | 3 | 30 | SPEC30 | H2S | SHEET FOR H2S |  |  | P11.99.40.2619 | sample_format_output
[6 empty] | 44-76-XTGD-5401 | FG-FGAS | 3 | 31 | SPEC31 | 1 | 1 11.99.52.1620 MATERIAL | mA |  | P11.99.40.2619 | sample_format_output
[6 empty] | 44-76-XTGD-5401 | FG-FGAS | 3 | 32 | SPEC32 | 2 | 2 11.99.40.1611 DATASHEET |  |  | P11.99.40.2619 | sample_format_output
[6 empty] | 44-76-XTGD-5401 | FG-FGAS | 3 | 33 | SPEC33 | H2S | SHEET FOR H2S |  |  | P11.99.40.2619 | sample_format_output
[6 empty] | 44-76-XTGD-5401 | FG-FGAS | 3 | 34 | SPEC34 | 3.1 | 3.1 H2S GAS |  |  | P11.99.40.2619 | sample_format_output
[6 empty] | 44-76-XTGD-5401 | FG-FGAS | 3 | 35 | SPEC35 | H2S | of the H2S Gas Detector |  |  | P11.99.40.2619 | sample_format_output
[6 empty] | 44-76-XTGD-5401 | FG-FGAS | 3 | 36 | SPEC36 | 2 | 2 EQUIPMENT H2S |  |  | P11.99.40.2619 | sample_format_output
[6 empty] | 44-76-XTGD-5401 | FG-FGAS | 3 | 37 | SPEC37 | 7 | 7 DETECTOR METHOD |  |  | P11.99.40.2619 | sample_format_output
[6 empty] | 44-76-XTGD-5401 | FG-FGAS | 3 | 38 | SPEC38 | 8 | 8 OUTPUT 4-20mA | mA |  | P11.99.40.2619 | sample_format_output
[6 empty] | 44-76-XTGD-5401 | FG-FGAS | 3 | 39 | SPEC39 | 9 | 9 INSTRUMENT RANGE | ppm |  | P11.99.40.2619 | sample_format_output
[6 empty] | 44-76-XTGD-5401 | FG-FGAS | 3 | 40 | SPEC40 | ±2 | ±2 PPM OR | ppm |  | P11.99.40.2619 | sample_format_output
[6 empty] | 44-76-XTGD-5401 | FG-FGAS | 3 | 41 | SPEC41 | 11 | DETECTOR DATA 11 REPEATABILITY APPLIED |  |  | P11.99.40.2619 | sample_format_output
[6 empty] | 44-76-XTGD-5401 | FG-FGAS | 3 | 42 | SPEC42 | 13 | 13 ACCURACY ± | % |  | P11.99.40.2619 | sample_format_output
[6 empty] | 44-76-XTGD-5401 | FG-FGAS | 3 | 43 | SPEC43 | 15 | 15 FALSE ALARM |  |  | P11.99.40.2619 | sample_format_output
[6 empty] | 44-76-XTGD-5401 | FG-FGAS | 3 | 44 | SPEC44 | H2S | SHEET FOR H2S REV.1 Date: |  |  | P11.99.40.2619 | sample_format_output
[6 empty] | 44-76-XTGD-5401 | FG-FGAS | 3 | 45 | SPEC45 | 18 | 18 CALIBRATION GAS |  |  | P11.99.40.2619 | sample_format_output
[6 empty] | 44-76-XTGD-5401 | FG-FGAS | 3 | 46 | SPEC46 | 22 | 22 SUPPLY VOLT | VDC |  | P11.99.40.2619 | sample_format_output
[6 empty] | 44-76-XTGD-5401 | FG-FGAS | 3 | 47 | SPEC47 | 23 | 23 POWER CONSUMPTION | mA |  | P11.99.40.2619 | sample_format_output
[6 empty] | 44-76-XTGD-5401 | FG-FGAS | 3 | 48 | SPEC48 | 24 | 24 PEAK INRUSH | mA |  | P11.99.40.2619 | sample_format_output
[6 empty] | 44-76-XTGD-5401 | FG-FGAS | 3 | 49 | SPEC49 | 12omA | 12omA @ 24 | mA |  | P11.99.40.2619 | sample_format_output
[6 empty] | 44-76-XTGD-5401 | FG-FGAS | 3 | 50 | SPEC50 | 29 | 29 HUMIDITY (MAX) | mA |  | P11.99.40.2619 | sample_format_output
[6 empty] | 44-76-XTGD-5401 | FG-FGAS | 3 | 51 | SPEC51 | 30 | TEMPERATURE REQUIREMENT 30 RANGE -40°C | °C |  | P11.99.40.2619 | sample_format_output
[6 empty] | 44-76-XTGD-5401 | FG-FGAS | 3 | 52 | SPEC52 | 31 | 31 STORAGE TEMPERATURE | °C |  | P11.99.40.2619 | sample_format_output
[6 empty] | 44-76-XTGD-5401 | FG-FGAS | 3 | 53 | SPEC53 | 33 | ENCLOSURE 33 MATERIAL 316 | mA |  | P11.99.40.2619 | sample_format_output
[6 empty] | 44-76-XTGD-5401 | FG-FGAS | 3 | 54 | SPEC54 | H2S | SHEET FOR H2S REV. 1 |  |  | P11.99.40.2619 | sample_format_output
[6 empty] | 44-76-XTGD-5401 | FG-FGAS | 3 | 55 | SPEC55 | 40 | PURCHASE 40 MANUFACTURER GENERAL | mA |  | P11.99.40.2619 | sample_format_output
[6 empty] | 44-76-XTGD-5401 | FG-FGAS | 3 | 56 | SPEC56 | 41 | 41 DETECTOR MODEL |  |  | P11.99.40.2619 | sample_format_output
[6 empty] | 44-76-XTGD-5401 | FG-FGAS | 3 | 57 | SPEC57 | 1) | 1) SS316 TAG | mA |  | P11.99.40.2619 | sample_format_output
[6 empty] | 44-76-XTGD-5401 | FG-FGAS | 3 | 58 | SPEC58 | 1 | 1 11-76-XTGD-5401-01 TOXIC |  |  | P11.99.40.2619 | sample_format_output
[6 empty] | 44-76-XTGD-5401 | FG-FGAS | 3 | 59 | SPEC59 | STATION-1 | STATION-1 MAIN VALVE | mA |  | P11.99.40.2619 | sample_format_output
[6 empty] | 44-76-XTGD-5401 | FG-FGAS | 3 | 60 | SPEC60 | 2 | 2 11-76-XTGD-5401-02 TOXIC |  |  | P11.99.40.2619 | sample_format_output
[6 empty] | 44-76-XTGD-5401 | FG-FGAS | 3 | 61 | SPEC61 | 3 | 3 11-76-XTGD-5401-05 TOXIC |  |  | P11.99.40.2619 | sample_format_output
[6 empty] | 44-76-XTGD-5401 | FG-FGAS | 3 | 62 | SPEC62 | STATION-1 | STATION-1 MAIN VALVE | mA |  | P11.99.40.2619 | sample_format_output
[6 empty] | 44-76-XTGD-5401 | FG-FGAS | 3 | 63 | SPEC63 | 4 | 4 11-76-XTGD-5402-01 TOXIC |  |  | P11.99.40.2619 | sample_format_output
[6 empty] | 44-76-XTGD-5401 | FG-FGAS | 3 | 64 | SPEC64 | STATION-2 | STATION-2 MAIN VALVE | mA |  | P11.99.40.2619 | sample_format_output
[6 empty] | 44-76-XTGD-5401 | FG-FGAS | 3 | 65 | SPEC65 | 5 | 5 11-76-XTGD-5402-02 TOXIC |  |  | P11.99.40.2619 | sample_format_output
[6 empty] | 44-76-XTGD-5401 | FG-FGAS | 3 | 66 | SPEC66 | 6 | 6 11-76-XTGD-5402-05 TOXIC |  |  | P11.99.40.2619 | sample_format_output
[6 empty] | 44-76-XTGD-5401 | FG-FGAS | 3 | 67 | SPEC67 | STATION-2 | STATION-2 MAIN VALVE | mA |  | P11.99.40.2619 | sample_format_output
[6 empty] | 44-76-XTGD-5401 | FG-FGAS | 3 | 68 | SPEC68 | 7 | 7 11-71-XTGD-1055W-10 TOXIC |  |  | P11.99.40.2619 | sample_format_output
[6 empty] | 44-76-XTGD-5401 | FG-FGAS | 3 | 69 | SPEC69 | H2S | SHEET FOR H2S REV. 1 |  |  | P11.99.40.2619 | sample_format_output
[6 empty] | 44-76-XTGD-5401 | FG-FGAS | 3 | 70 | SPEC70 | 8 | 8 11-71-XTGD-1055W-11 TOXIC |  |  | P11.99.40.2619 | sample_format_output
[6 empty] | 44-76-XTGD-5401 | FG-FGAS | 3 | 71 | SPEC71 | 9 | 9 11-71-XTGD-1055W-12 TOXIC |  |  | P11.99.40.2619 | sample_format_output
[6 empty] | 44-76-XTGD-5401 | FG-FGAS | 3 | 72 | SPEC72 | 10 | 10 11-71-XTGD-1055W-03 TOXIC |  |  | P11.99.40.2619 | sample_format_output
[6 empty] | 44-76-XTGD-5401 | FG-FGAS | 3 | 73 | SPEC73 | 11 | 11 11-71-XTGD-1055W-04 TOXIC |  |  | P11.99.40.2619 | sample_format_output
[6 empty] | 44-76-XTGD-5401 | FG-FGAS | 3 | 74 | SPEC74 | 12 | 12 11-71-XTGD-1055W-13 TOXIC |  |  | P11.99.40.2619 | sample_format_output
[6 empty] | 44-76-XTGD-5401 | FG-FGAS | 3 | 75 | SPEC75 | 13 | 13 11-71-XTGD-1055W-14 TOXIC |  |  | P11.99.40.2619 | sample_format_output
[6 empty] | 44-76-XTGD-5401 | FG-FGAS | 3 | 76 | SPEC76 | 14 | 14 11-71-XTGD-1054W-01 TOXIC |  |  | P11.99.40.2619 | sample_format_output
[6 empty] | 44-76-XTGD-5401 | FG-FGAS | 3 | 77 | SPEC77 | 15 | 15 11-71-XTGD-1054W-02 TOXIC |  |  | P11.99.40.2619 | sample_format_output
[6 empty] | 44-76-XTGD-5401 | FG-FGAS | 3 | 78 | SPEC78 | 16 | 16 11-71-XTGD-1054W-07 TOXIC |  |  | P11.99.40.2619 | sample_format_output
[6 empty] | 44-76-XTGD-5401 | FG-FGAS | 3 | 79 | SPEC79 | 17 | 17 11-71-XTGD-1054W-08 TOXIC |  |  | P11.99.40.2619 | sample_format_output
[6 empty] | 44-76-XTGD-5401 | FG-FGAS | 3 | 80 | SPEC80 | 18 | 18 11-71-XTGD-1052P-01 TOXIC |  |  | P11.99.40.2619 | sample_format_output
[6 empty] | 44-76-XTGD-5401 | FG-FGAS | 3 | 81 | SPEC81 | 19 | 19 11-71-XTGD-1052P-02 TOXIC |  |  | P11.99.40.2619 | sample_format_output
[6 empty] | 44-76-XTGD-5401 | FG-FGAS | 3 | 82 | SPEC82 | 20 | 20 11-71-XTGD-1052P-03 TOXIC |  |  | P11.99.40.2619 | sample_format_output
[6 empty] | 44-76-XTGD-5401 | FG-FGAS | 3 | 83 | SPEC83 | 21 | 21 11-71-XTGD-1051 P-01 |  |  | P11.99.40.2619 | sample_format_output
[6 empty] | 44-76-XTGD-5401 | FG-FGAS | 3 | 84 | SPEC84 | 22 | 22 11-71-XTGD-1051 P-02 |  |  | P11.99.40.2619 | sample_format_output
[6 empty] | 44-76-XTGD-5401 | FG-FGAS | 3 | 85 | SPEC85 | 23 | 23 11-71-XTGD-1046W-03 TOXIC |  |  | P11.99.40.2619 | sample_format_output
[6 empty] | 44-76-XTGD-5401 | FG-FGAS | 3 | 86 | SPEC86 | 24 | 24 11-71-XTGD-1046W-04 TOXIC |  |  | P11.99.40.2619 | sample_format_output
[6 empty] | 44-76-XTGD-5401 | FG-FGAS | 3 | 87 | SPEC87 | 25 | 25 11-71-XTGD-1051 P-03 |  |  | P11.99.40.2619 | sample_format_output
[6 empty] | 44-76-XTGD-5401 | FG-FGAS | 3 | 88 | SPEC88 | 26 | 26 11-71-XTGD-1046W-14 TOXIC |  |  | P11.99.40.2619 | sample_format_output
[6 empty] | 44-76-XTGD-5401 | FG-FGAS | 3 | 89 | SPEC89 | 27 | 27 11-71-XTGD-1046W-15 TOXIC |  |  | P11.99.40.2619 | sample_format_output
[6 empty] | 44-76-XTGD-5401 | FG-FGAS | 3 | 90 | SPEC90 | 28 | 28 11-71-XTGD-1046W-16 TOXIC |  |  | P11.99.40.2619 | sample_format_output
[6 empty] | 44-76-XTGD-5401 | FG-FGAS | 3 | 91 | SPEC91 | 29 | 29 11-71-XTGD-1046W-17 TOXIC |  |  | P11.99.40.2619 | sample_format_output
[6 empty] | 44-76-XTGD-5401 | FG-FGAS | 3 | 92 | SPEC92 | H2S | SHEET FOR H2S REV. 1 |  |  | P11.99.40.2619 | sample_format_output
[6 empty] | 44-76-XTGD-5401 | FG-FGAS | 3 | 93 | SPEC93 | 30 | 30 11-71-XTGD-1046W-18 TOXIC |  |  | P11.99.40.2619 | sample_format_output
[6 empty] | 44-76-XTGD-5401 | FG-FGAS | 3 | 94 | SPEC94 | 31 | 31 11-71-XTGD-1046W-19 TOXIC |  |  | P11.99.40.2619 | sample_format_output
[6 empty] | 44-76-XTGD-5401 | FG-FGAS | 3 | 95 | SPEC95 | 32 | 32 11-71-XTGD-1046W-20 TOXIC |  |  | P11.99.40.2619 | sample_format_output
[6 empty] | 44-76-XTGD-5401 | FG-FGAS | 3 | 96 | SPEC96 | 33 | 33 11-71-XTGD-1046W-21 TOXIC |  |  | P11.99.40.2619 | sample_format_output
[6 empty] | 44-76-XTGD-5401 | FG-FGAS | 3 | 97 | SPEC97 | 34 | 34 11-71-XTGD-1046W-22 TOXIC |  |  | P11.99.40.2619 | sample_format_output
[6 empty] | 44-76-XTGD-5401 | FG-FGAS | 3 | 98 | SPEC98 | 35 | 35 11-71-XTGD-1046W-05 TOXIC |  |  | P11.99.40.2619 | sample_format_output
[6 empty] | 44-76-XTGD-5401 | FG-FGAS | 3 | 99 | SPEC99 | 36 | 36 11-71-XTGD-1046W-06 TOXIC |  |  | P11.99.40.2619 | sample_format_output
[6 empty] | 44-76-XTGD-5401 | FG-FGAS | 3 | 100 | SPEC100 | 37 | 37 11-71-XTGD-1053W-01 TOXIC |  |  | P11.99.40.2619 | sample_format_output
[6 empty] | 44-76-XTGD-5401 | FG-FGAS | 3 | 101 | SPEC101 | 38 | 38 11-71-XTGD-1053W-02 TOXIC |  |  | P11.99.40.2619 | sample_format_output
[6 empty] | 44-76-XTGD-5401 | FG-FGAS | 3 | 102 | SPEC102 | 39 | 39 11-71-XTGD-1053W-07 TOXIC |  |  | P11.99.40.2619 | sample_format_output
[6 empty] | 44-76-XTGD-5401 | FG-FGAS | 3 | 103 | SPEC103 | 40 | 40 11-71-XTGD-1053W-08 TOXIC |  |  | P11.99.40.2619 | sample_format_output
[6 empty] | 44-76-XTGD-5401 | FG-FGAS | 3 | 104 | SPEC104 | 41 | 41 11-18-XTGD-5403-14 TOXIC |  |  | P11.99.40.2619 | sample_format_output
[6 empty] | 44-76-XTGD-5401 | FG-FGAS | 3 | 105 | SPEC105 | 42 | 42 11-18-XTGD-5403-15 TOXIC |  |  | P11.99.40.2619 | sample_format_output
[6 empty] | 44-76-XTGD-5401 | FG-FGAS | 3 | 106 | SPEC106 | 43 | 43 11-18-XTGD-5403-16 TOXIC | mA |  | P11.99.40.2619 | sample_format_output
[6 empty] | 44-76-XTGD-5401 | FG-FGAS | 3 | 107 | SPEC107 | 44 | 44 11-18-XTGD-5403-17 TOXIC | mA |  | P11.99.40.2619 | sample_format_output
[6 empty] | 44-76-XTGD-5401 | FG-FGAS | 3 | 108 | SPEC108 | 45 | 45 11-18-XTGD-5403-18 TOXIC |  |  | P11.99.40.2619 | sample_format_output
[6 empty] | 44-76-XTGD-5401 | FG-FGAS | 3 | 109 | SPEC109 | 46 | 46 11-18-XTGD-5403-19 TOXIC |  |  | P11.99.40.2619 | sample_format_output
[6 empty] | 44-76-XTGD-5401 | FG-FGAS | 3 | 110 | SPEC110 | 47 | 47 11-18-XTG D-5403-20 |  |  | P11.99.40.2619 | sample_format_output
[6 empty] | 44-76-XTGD-5401 | FG-FGAS | 3 | 111 | SPEC111 | 48 | 48 44-76-XTGD-5401-01 TOXIC | mA |  | P11.99.40.2619 | sample_format_output
[6 empty] | 44-76-XTGD-5401 | FG-FGAS | 3 | 112 | SPEC112 | 49 | 49 44-76-XTG D-5401-02 | mA |  | P11.99.40.2619 | sample_format_output
[6 empty] | 44-76-XTGD-5401 | FG-FGAS | 3 | 113 | SPEC113 | 50 | 50 44-76-XTGD-5401-05 TOXIC | mA |  | P11.99.40.2619 | sample_format_output
[6 empty] | 44-76-XTGD-5401 | FG-FGAS | 3 | 114 | SPEC114 | 51 | 51 44- 76-XTG | mA |  | P11.99.40.2619 | sample_format_output
[6 empty] | 44-76-XTGD-5401 | FG-FGAS | 3 | 115 | SPEC115 | H2S | SHEET FOR H2S REV. 1 |  |  | P11.99.40.2619 | sample_format_output
[6 empty] | 44-76-XTGD-5401 | FG-FGAS | 3 | 116 | SPEC116 | 52 | 52 44- 76-XTG | mA |  | P11.99.40.2619 | sample_format_output
[6 empty] | 44-76-XTGD-5401 | FG-FGAS | 3 | 117 | SPEC117 | 53 | 53 44-76-XTGD-5401-08 TOXIC | mA |  | P11.99.40.2619 | sample_format_output
[6 empty] | 44-76-XTGD-5401 | FG-FGAS | 3 | 118 | SPEC118 | H2S | SHEET FOR H2S |  |  | P11.99.40.2619 | sample_format_output
[6 empty] | 44-76-XTGD-5401 | FG-FGAS | 3 | 119 | SPEC119 | H2S | H2S Gas Detection |  |  | P11.99.40.2619 | sample_format_output
[6 empty] | 44-76-XTGD-5401 | FG-FGAS | 3 | 120 | SPEC120 | 4-20mA | • 4-20mA output | mA |  | P11.99.40.2619 | sample_format_output
[6 empty] | 44-76-XTGD-5401 | FG-FGAS | 3 | 121 | SPEC121 | (0-20 | Detection Ranges (0-20 ppm, | ppm |  | P11.99.40.2619 | sample_format_output
[6 empty] | 44-76-XTGD-5401 | FG-FGAS | 3 | 122 | SPEC122 | 0-50 | 0-50 ppm, 0-100 | ppm |  | P11.99.40.2619 | sample_format_output
[6 empty] | 44-76-XTGD-5401 | FG-FGAS | 3 | 123 | SPEC123 | 4-20 | provides a 4-20 mA | mA |  | P11.99.40.2619 | sample_format_output
[6 empty] | 44-76-XTGD-5401 | FG-FGAS | 3 | 124 | SPEC124 | S4000TH | addition, the S4000TH |  |  | P11.99.40.2619 | sample_format_output
[6 empty] | 44-76-XTGD-5401 | FG-FGAS | 3 | 125 | SPEC125 | 4-20 | display and 4-20 mA readings | mA |  | P11.99.40.2619 | sample_format_output
[6 empty] | 44-76-XTGD-5401 | FG-FGAS | 3 | 126 | SPEC126 | (0-20 | Sensor Range (0-20 ppm, 0-50 | ppm |  | P11.99.40.2619 | sample_format_output
[6 empty] | 44-76-XTGD-5401 | FG-FGAS | 3 | 127 | SPEC127 | H2S | H2S |  |  | P11.99.40.2619 | sample_format_output
[6 empty] | 44-76-XTGD-5401 | FG-FGAS | 3 | 128 | SPEC128 | #09-16 | #09-16 Mactech Building | mA |  | P11.99.40.2619 | sample_format_output
[6 empty] | 44-76-XTGD-5401 | FG-FGAS | 3 | 129 | SPEC129 | (600 | (600 Ohms max): | mA |  | P11.99.40.2619 | sample_format_output
[6 empty] | 44-76-XTGD-5401 | FG-FGAS | 3 | 130 | SPEC130 | (4-20 | (4-20 mA, PIN | ppm |  | P11.99.40.2619 | sample_format_output
[6 empty] | 44-76-XTGD-5401 | FG-FGAS | 3 | 131 | SPEC131 | 3 | push terminals) 3 wire shielded | mA |  | P11.99.40.2619 | sample_format_output
[6 empty] | 44-76-XTGD-5401 | FG-FGAS | 3 | 132 | SPEC132 | 24 | remote sensor@ 24 VDC | VDC |  | P11.99.40.2619 | sample_format_output
[6 empty] | 44-76-XTGD-5401 | FG-FGAS | 3 | 133 | SPEC133 | 350 | 350 mA max. | mA |  | P11.99.40.2619 | sample_format_output
[6 empty] | 44-76-XTGD-5401 | FG-FGAS | 3 | 134 | SPEC134 | (3x) | (3x) SPOT - |  |  | P11.99.40.2619 | sample_format_output
[6 empty] | 44-76-XTGD-5401 | FG-FGAS | 3 | 135 | SPEC135 | 0-20 | 0-20 mA (650 | mA |  | P11.99.40.2619 | sample_format_output
[6 empty] | 44-76-XTGD-5401 | FG-FGAS | 3 | 136 | SPEC136 | 1.5 | I Cal 1.5 mA '** | mA |  | P11.99.40.2619 | sample_format_output
[6 empty] | 44-76-XTGD-5401 | FG-FGAS | 3 | 137 | SPEC137 | 1.5 | Setup mode 1.5 mA"' | mA |  | P11.99.40.2619 | sample_format_output
[6 empty] | 44-76-XTGD-5401 | FG-FGAS | 3 | 138 | SPEC138 | 4 | Zero reading 4 mA+0.2 mA | mA |  | P11.99.40.2619 | sample_format_output
[6 empty] | 44-76-XTGD-5401 | FG-FGAS | 3 | 139 | SPEC139 | 0-100% | 0-100% scale 4-20 | mA |  | P11.99.40.2619 | sample_format_output
[6 empty] | 44-76-XTGD-5401 | FG-FGAS | 3 | 140 | SPEC140 | 20-22 | Over-range 20-22 mA | mA |  | P11.99.40.2619 | sample_format_output
[6 empty] | 44-76-XTGD-5401 | FG-FGAS | 3 | 141 | SPEC141 | 61508 | to IEC 61508 0-20 ppm, | ppm |  | P11.99.40.2619 | sample_format_output
[6 empty] | 44-76-XTGD-5401 | FG-FGAS | 3 | 142 | SPEC142 | ±2 | setup ±2 ppm or | ppm |  | P11.99.40.2619 | sample_format_output
[6 empty] | 44-76-XTGD-5401 | FG-FGAS | 3 | 143 | SPEC143 | -S8°F | Range: -S8°F to 185°F | °C |  | P11.99.40.2619 | sample_format_output
[6 empty] | 44-76-XTGD-5401 | FG-FGAS | 3 | 144 | SPEC144 | 10% | Range: 10% to 95% | % |  | P11.99.40.2619 | sample_format_output
[6 empty] | 44-76-XTGD-5401 | FG-FGAS | 3 | 145 | SPEC145 | 8 | environments has 8 k>wer safety | mA |  | P11.99.40.2619 | sample_format_output
[6 empty] | 44-76-XTGD-5401 | FG-FGAS | 3 | 146 | SPEC146 | 3.5 | be entier 3.5 mA or | mA |  | P11.99.40.2619 | sample_format_output
[6 empty] | 44-76-XTGD-5401 | FG-FGAS | 3 | 147 | SPEC147 | 07 | Effective 07 Mar 2011 | mA |  | P11.99.40.2619 | sample_format_output
[6 empty] | 44-76-XTGD-5401 | FG-FGAS | 3 | 148 | SPEC148 | 4-20MA | t-c (Std) 4-20MA OUTPUT. WITHOUT | mA |  | P11.99.40.2619 | sample_format_output
[6 empty] | 44-76-XTGD-5401 | FG-FGAS | 3 | 149 | SPEC149 | 2- | 2- J 4-20MA | mA |  | P11.99.40.2619 | sample_format_output
[6 empty] | 44-76-XTGD-5401 | FG-FGAS | 3 | 150 | SPEC150 | 3-o | 3-o 4-20MA OUTPUT, | mA |  | P11.99.40.2619 | sample_format_output
[6 empty] | 44-76-XTGD-5401 | FG-FGAS | 3 | 151 | SPEC151 | 4-n | 4-n 4-20MA OUTPUT. | mA |  | P11.99.40.2619 | sample_format_output
[6 empty] | 44-76-XTGD-5401 | FG-FGAS | 3 | 152 | SPEC152 | 5- | 5- 4-20MA OUTPUT, | mA |  | P11.99.40.2619 | sample_format_output
[6 empty] | 44-76-XTGD-5401 | FG-FGAS | 3 | 153 | SPEC153 | 6-u | 6-u 4-20MA OUTPUT. | mA |  | P11.99.40.2619 | sample_format_output
[6 empty] | 44-76-XTGD-5401 | FG-FGAS | 3 | 154 | SPEC154 | 8-n | 8-n 4-20MA OUTPUT.WITH | mA |  | P11.99.40.2619 | sample_format_output
[6 empty] | 44-76-XTGD-5401 | FG-FGAS | 3 | 155 | SPEC155 | 9-o | 9-o 4·20MA OUTPUT. | mA |  | P11.99.40.2619 | sample_format_output
[6 empty] | 44-76-XTGD-5401 | FG-FGAS | 3 | 156 | SPEC156 | 1-r,, | 1-r,, LATCH ALARM/NON-LATCH |  |  | P11.99.40.2619 | sample_format_output
[6 empty] | 44-76-XTGD-5401 | FG-FGAS | 3 | 157 | SPEC157 | 2-o | 2-o LATCH ALARM/NON-LATCH |  |  | P11.99.40.2619 | sample_format_output
[6 empty] | 44-76-XTGD-5401 | FG-FGAS | 3 | 158 | SPEC158 | 3-o | 3-o LATCH ALARM/LATCH |  |  | P11.99.40.2619 | sample_format_output
[6 empty] | 44-76-XTGD-5401 | FG-FGAS | 3 | 159 | SPEC159 | 4-o | 4-o LATCH ALARM/LATCH |  |  | P11.99.40.2619 | sample_format_output
[6 empty] | 44-76-XTGD-5401 | FG-FGAS | 3 | 160 | SPEC160 | 5- | 5- . NON-LATCH |  |  | P11.99.40.2619 | sample_format_output
[6 empty] | 44-76-XTGD-5401 | FG-FGAS | 3 | 161 | SPEC161 | 6-o | 6-o NON-LATCH ALARM/NON-LATCH |  |  | P11.99.40.2619 | sample_format_output
[6 empty] | 44-76-XTGD-5401 | FG-FGAS | 3 | 162 | SPEC162 | 8-o | 8-o NON-LATCH ALARM/LATCH |  |  | P11.99.40.2619 | sample_format_output
[6 empty] | 44-76-XTGD-5401 | FG-FGAS | 3 | 163 | SPEC163 | H2S-SENSOR: | C. H2S-SENSOR: |  |  | P11.99.40.2619 | sample_format_output
[6 empty] | 44-76-XTGD-5401 | FG-FGAS | 3 | 164 | SPEC164 | 01-u | 01-u (Std) 50445-1 | ppm |  | P11.99.40.2619 | sample_format_output
[6 empty] | 44-76-XTGD-5401 | FG-FGAS | 3 | 165 | SPEC165 | 02-o | 02-o 50445-5 SENSOR | ppm |  | P11.99.40.2619 | sample_format_output
[6 empty] | 44-76-XTGD-5401 | FG-FGAS | 3 | 166 | SPEC166 | 03-o | 03-o 50445-9 SENSOR | ppm |  | P11.99.40.2619 | sample_format_output
[6 empty] | 44-76-XTGD-5401 | FG-FGAS | 3 | 167 | SPEC167 | 04-o | 04-o 50448-1 SENSOR | ppm |  | P11.99.40.2619 | sample_format_output
[6 empty] | 44-76-XTGD-5401 | FG-FGAS | 3 | 168 | SPEC168 | 05-o | 05-o 50448-5 SENSOR | ppm |  | P11.99.40.2619 | sample_format_output
[6 empty] | 44-76-XTGD-5401 | FG-FGAS | 3 | 169 | SPEC169 | 06-o | 06-o 50448·9 SENSOR | ppm |  | P11.99.40.2619 | sample_format_output
[6 empty] | 44-76-XTGD-5401 | FG-FGAS | 3 | 170 | SPEC170 | 11-o | 11-o 51457-ll SENSOR |  |  | P11.99.40.2619 | sample_format_output
[6 empty] | 44-76-XTGD-5401 | FG-FGAS | 3 | 171 | SPEC171 | 12- | 12- 51457-SL SENSOR |  |  | P11.99.40.2619 | sample_format_output
[6 empty] | 44-76-XTGD-5401 | FG-FGAS | 3 | 172 | SPEC172 | 13-o | 13-o 51457·9L SENSOR |  |  | P11.99.40.2619 | sample_format_output
[6 empty] | 44-76-XTGD-5401 | FG-FGAS | 3 | 173 | SPEC173 | 14·0 | 14·0 NO SENSOR | ppm |  | P11.99.40.2619 | sample_format_output
[6 empty] | 44-76-XTGD-5401 | FG-FGAS | 3 | 174 | SPEC174 | 15-o | 15-o NO SENSOR | ppm |  | P11.99.40.2619 | sample_format_output
[6 empty] | 44-76-XTGD-5401 | FG-FGAS | 3 | 175 | SPEC175 | 1·o | 1·o (Std) ATEX/CSA-English |  |  | P11.99.40.2619 | sample_format_output
[6 empty] | 44-76-XTGD-5401 | FG-FGAS | 3 | 176 | SPEC176 | 3·.:i | 3·.:i ATEX/CSA·ENGLISH--SCREW TERMINAL |  |  | P11.99.40.2619 | sample_format_output
Sheet1 | of 3 | [14 empty] | test_output
6ALSA | ABU DHABI | COMPANY | FOR | ONSHORE | [11 empty] | test_output
PETROLEUM | OPERATIONS LIMITED | CT | A/15606.02/EC10870/AE-241/8945 | [12 empty] | test_output
Previous | Transmittal No.CT | A-8509 | [13 empty] | test_output
TRANS | MITT AL | LETTER | (TL) | [12 empty] | test_output
CONTRACT | TITLE: EPC | FOR | BAB | FAR | NORTH C02 INJECTION PILOT PROJECT Cont. No : 15606.02/EC10870 | [10 empty] | test_output
8-Aug-15 | Date Signature | [14 empty] | test_output
List | of Attachments | ADCO | response | before | Function | [10 empty] | test_output
Project | Manager | [14 empty] | test_output
111!111111 | T o | Mr. | Jassim | [12 empty] | test_output
Mohammed | Alyas | [14 empty] | test_output
Doc. | Ref. No. | Re\i | Cop | Description | Act Sts Cop | [10 empty] | test_output
11.99.40.2619 | 1 1 | Instrument | Data | sheet | for H2S Gas Detector (TYCO) | [10 empty] | test_output
� | --............_ Pro | es | s | [12 empty] | test_output
/.� | 1 P | � | ,n | <, | Ma hanical 1:::l��-==-��-t-tg���EM�lE�P-B!AB� l������t-t-t-�-i 11: : - ···� r.HECK | [10 empty] | test_output
oe..scipline | Initials tntc | Action | o.sc | [12 empty] | test_output
O | hrn | [14 empty] | test_output
/ | \ v | APPRovcn-1:n_e, | CONSTRUTIO | i | / -, .., -- 7·,7;:; - .:: .. If.._.... . | [10 empty] | test_output
Date: | 'f.l£.t..Y./ p' | [14 empty] | test_output
a | -- •••••u•••uo••••oo | u | �CE\� | L | [11 empty] | test_output
A | N .1-�--.�������� | -+---t"'"""==I | � | [12 empty] | test_output
T | ADCO | [14 empty] | test_output
....... | ,,.-,,,.v , | ,. | •• | ,."' | 11••1111,.,,, | [10 empty] | test_output
8/8/2015 | _,_ | [14 empty] | test_output
Date | Signature Function | [14 empty] | test_output
Project | Manager V. | Sivaprasad | I | 'f'" | .("' • '' " | [10 empty] | test_output
ADCO | Trans. No. | CTA��6.02/EC10870/f | E-241 | i.-, | � �!f,f | [10 empty] | test_output
\U\o�\�,[r | _ | [14 empty] | test_output
D11tc: | ----� • | [14 empty] | test_output
M | ___ _..__,,..... | .. | ............,. | [12 empty] | test_output
... | F Name | \ | [13 empty] | test_output
Legend | Action: R | - | For | review, | Comments; A- For Approval; I - For Information. Legend Status: A - No Comments �ork to proceed & resubmit for final | [10 empty] | test_output
Approval | after review | by | all | disciplines; | B - Reviewed with Comments; Work may proceed & comments to be incorporated in the next revision; C - Rejected; | [10 empty] | test_output
Work | not to | proceed | and | Comments | to be incorporated; 1 - Final Approved and No Need More Revisions; I - For Information Only | [10 empty] | test_output
Form | IDC1, Rev | 07 | - | 26.09.98 | [11 empty] | test_output
Sheet | 2 of | 3 | [13 empty] | test_output
L\ALSA | ABU DHABI | COMPANY | FOR | ONSHORE | [11 empty] | test_output
OIL | OPERATIONS CT | A/15606.02/EC10870/AE-241/8945 | [13 empty] | test_output
(ADCO) | Page No: | 2/3 | [13 empty] | test_output
REVIEW | SHEET (RS) | [14 empty] | test_output
CONTRACT | TITLE: EPC | FOR | BAB | FAR | NORTH C02 INJECTION PILOT PROJECT Cont. No : 15606.02/EC10870 | [10 empty] | test_output
SERIAL | (SEQUENTIAL NUMBERS) | OR | PARALLEL | ROUTING | [11 empty] | test_output
Date | Sign. A | Target | Date | Sian. | [11 empty] | test_output
--,�-- | .. . | .. | . | . | . . . . | [10 empty] | test_output
::):.::::: | .. ::.:: | [14 empty] | test_output
+:?;=::;?:? | . . | ,' | �\/1:/T/) | [12 empty] | test_output
:::.: | ... :·><·::· | 17 | [13 empty] | test_output
22 | ----- | [14 empty] | test_output
� | ------ 13 | CM | (Bab) | __________ | 1_4 _ TL (HSE) | [10 empty] | test_output
16 | SPC (Bab) | [14 empty] | test_output
---- | Target A | [14 empty] | test_output
' | .. i-: | R | 1 | PM | ... | [10 empty] | test_output
E | 2 EM | (Bab) | /(/ | - | :-r.:�;.t)! | [10 empty] | test_output
I | 4 SPrE | :..;.+;;;--- | [13 empty] | test_output
E | s SCiE | [14 empty] | test_output
W | 6 SME | :::::+ | [13 empty] | test_output
S_E_E_ | ;:t?U/ | [14 empty] | test_output
1-----1::p.. | �: | [14 empty] | test_output
SCE | 'R - | Review | [13 empty] | test_output
'I | - Information | [14 empty] | test_output
L | Action Parties | (A) | to | return | transmittal/comments to Review Coordinator before | [10 empty] | test_output
Review | Coordinator to | return | consolidated | response | to Project Manager before | [10 empty] | test_output
Review | Coordinator Name: | Desg.: | Tel: | Fax: | [11 empty] | test_output
Interdisciplinary | Remarks: | [14 empty] | test_output
- | --------------· | [14 empty] | test_output
A | -- c | [14 empty] | test_output
N | _-e��-.,,:7 ---- | [14 empty] | test_output
�� | -- ----------------- | , | \P | [12 empty] | test_output
Remarks | - Review | comments | with: | LJ | impact on project L.&1 no impact on project | [10 empty] | test_output
Signature: | Date: | [14 empty] | test_output
Remarks: | Agree with | the | above | comments | [11 empty] | test_output
Signature | Date: | [14 empty] | test_output
Page | 2 | [14 empty] | test_output
Sheet | 3 of | 3 | [13 empty] | test_output
6ALSA | ABU DHABI | COMPANY | FOR | ONSHORE | CTA/15606.02/EC10870/AE-241/8945 | [10 empty] | test_output
OIL | OPERATIONS | [14 empty] | test_output
'.' | � ., | l, | -, | [12 empty] | test_output
(ADCO) | Page No. | 3/3 | [13 empty] | test_output
ACTION | LETIER (AL) | [14 empty] | test_output
CONTRACT | TITLE: EPC | FOR | BAB | FAR | NORTH C02 INJECTION PILOT PROJECT Cont. No: 15606.02/EC10870 | [10 empty] | test_output
Name | Function Signature | Date | [13 empty] | test_output
To | Mr. Jassim | [14 empty] | test_output
Mohammed | Alyas Project | Manager | [13 empty] | test_output
List | of Additional | Attachments | [13 empty] | test_output
Doc. | Ref. No. | Rev | Title | [12 empty] | test_output
11.99.40.2619 | 1 Instrument | Data | sheet | for | H2S Gas Detector (TYCO) | [10 empty] | test_output
Project | Engineer's Instructions: | [14 empty] | test_output
Consultant | to �rporate | comments | & | procceed | D 'review comments & advise impact before proceeding | [10 empty] | test_output
Name | Function Signature | Date | [13 empty] | test_output
Mr. | Bakr Abou | Harb | Team | Leader | [11 empty] | test_output
Team | Leader | [14 empty] | test_output
Project | Manager Statement: | [14 empty] | test_output
Comments | accepted and | incorporated | Comments | with | impact. ADCO advised. | [10 empty] | test_output
Impact | agreed, ADCO | comments | incorporated. | Impact | not agreed. Comments not incor'ed | [10 empty] | test_output
Name | Function Sig_!!ature | Date | [13 empty] | test_output
� | oMr. Bakr | Abou | Harb | Team | Leader � \o{ b-8 | [10 empty] | test_output
Legend | Action: R | · | For | review, | Comments: A- For Approval: I · For Information. Legend Stat�o Comments: Work to proceed & resubmit for final | [10 empty] | test_output
Approval | after review | by | all | disciplines: | B. Reviewed with Comments: Work may proceed & comments to be incorporated in the next revision: C · Rejected: | [10 empty] | test_output
Work | not to | proceed | and | Comments | to be incorporated: 1 - Final Approved and No Need More Revisions: I - For Information Only | [10 empty] | test_output
PROJECT | NO : | P11569 | [13 empty] | test_output
EPC | FOR BAB | FAR | NORTH | C02 | INJECTION PILOT PROJECT | [10 empty] | test_output
DOCUMENT | NO. 11.99.40.2619 | [14 empty] | test_output
INSTRUMENT | DATA SHEET | FOR | H2S | GAS | DETECTOR | [10 empty] | test_output
06-08-2015 | Issued for | Construction | [13 empty] | test_output
C | 14-07-2015 MA | HN | [13 empty] | test_output
B | 05-05-2015 MA | HN | [13 empty] | test_output
A | 11-03-2015 MA | RT | [13 empty] | test_output
REV. | DATE ORIGINATOR | REVIEWED | BM | [12 empty] | test_output
APPROVED | Re-issued for | Approval | [13 empty] | test_output
Issued | for Approval | [14 empty] | test_output
Issued | for Review | [14 empty] | test_output
THIS | DOCUMENT IS | INTENDED | FOR | USE | BY ADCO AND ITS NOMINATED CONSULTANTS, CONTRACTORS, MANUFACTURERS | [10 empty] | test_output
AND | SUPPLIERS. | [14 empty] | test_output
ORIGINATOR | tqca TYCO | PROJ | No.: | ALSA | JOB No. AE 241 | [10 empty] | test_output
fir, | & Security | UAE | lLC | CA150270 | [11 empty] | test_output
L\ALSA | TYCO DOC. | No.: | TFS-D- | CA150270-007 | _REV.3 Contract No: '',I,•,\ -, ·. | [10 empty] | test_output
15606.02/EC | 10870 | [14 empty] | test_output
ADCO | DOC No.: | 11.99.40.2619 | PROJ. | No: | P11569 Page 1 of 13 | [10 empty] | test_output
� | � � | \-J | [13 empty] | test_output
i | a! -r | 1ilf | [13 empty] | test_output
I | � ::r.t | � | � | ... | � .. | [10 empty] | test_output
.... | 0: m | E | [13 empty] | test_output
ci | .. | [14 empty] | test_output
z | " tl | >, | g; | g; | [11 empty] | test_output
QI | .. .<> | [14 empty] | test_output
< | t al | al | al | [12 empty] | test_output
� | � UJ | .; | .,. | [12 empty] | test_output
l | Q. � | [14 empty] | test_output
< | ;i � | !! | .c | [12 empty] | test_output
0 | a. o | [14 empty] | test_output
c: | .. .>< | .. | [13 empty] | test_output
.2 | t <( | [14 empty] | test_output
:i: | "' tJ) | 0 | [13 empty] | test_output
� | 0 ;:: | [14 empty] | test_output
I- | tJ) w | .. | [13 empty] | test_output
o | " 0 | [14 empty] | test_output
-, | ti) > | .. | >. | [12 empty] | test_output
0 | I- Q) | � | ii | [12 empty] | test_output
It: | z 0: | .. | [13 empty] | test_output
w | " 11. | :Ii: | [13 empty] | test_output
I- | :Ii: 0 | [14 empty] | test_output
0 | 0 "O | [14 empty] | test_output
� | o c | [14 empty] | test_output
ii: | Q) <: | [14 empty] | test_output
0 | tJ) | [14 empty] | test_output
j::: | _J | [14 empty] | test_output
It: | - ' | [14 empty] | test_output
0 | ... o | w | � | ... | w | [10 empty] | test_output
(/) | 0 | [14 empty] | test_output
0: | .. | [14 empty] | test_output
u.. | E | [14 empty] | test_output
ti:i | 0 | [14 empty] | test_output
0 | 0 .... | ... | "' | "' | co z CD O r | [10 empty] | test_output
"'� | w <O | _u | � | N | [11 empty] | test_output
;;::� |  | 0: | .,; | rn | [11 empty] | test_output
"0 | ... g; | (/) | � | I- | [11 empty] | test_output
8 | :-: " | .. | .. | � | [11 empty] | test_output
... | � | [14 empty] | test_output
UJ | z Q) | ci | ci | 0 | [11 empty] | test_output
O | t; E | 0 | ... | z | z | [10 empty] | test_output
[� | c d, | � | z | [12 empty] | test_output
"' | l & | o | [13 empty] | test_output
O | I- E | uz | ::, | u | 0 z | [10 empty] | test_output
�8 | 8 0 | [14 empty] | test_output
0 | 0 0 | ;;; | c | <( | [11 empty] | test_output
TABLE | OF CONTENTS | [14 empty] | test_output
1 | INTRODUCTION 3 | [14 empty] | test_output
1.1 | PURPOSE 3 | [14 empty] | test_output
1.2 | SCOPE OF | THE | DOCUMENT | 3 | [11 empty] | test_output
2 | DEFINITIONS AND | ABBREVIATIONS | . | . | . . . . . . . . . . 3 | [10 empty] | test_output
2.1 | DEFINITIONS 3 | [14 empty] | test_output
2.2 | ABBREVIATIONS 3 | [14 empty] | test_output
2.3 | REFERENCE DOCUMENTS | 4 | [13 empty] | test_output
3 | DATASHEET 5 | [14 empty] | test_output
3.1 | H2S GAS | DETECTOR | 5 | [12 empty] | test_output
tueo | TYCO DOC. | NO.: | TFS-D- | CA150270-007_REV.3 | Page 2 of 13 ADCO DOC. NO. 11.99.40.2619 Project No.: P11569 | [10 empty] | test_output
Date: | 06-08-2015 REV. | 1 | DOCUMENT | TITLE: | [11 empty] | test_output
INSTRUMENT | DATA SHEET | FOR | H2S | [12 empty] | test_output
GAS | DETECTOR | [14 empty] | test_output
1 | INTRODUCTION | [14 empty] | test_output
1.1 | PURPOSE | [14 empty] | test_output
The | purpose of | this | document | is | to provide the detailed data sheet for the H2S Gas Detector that | [10 empty] | test_output
TYCO | Fire & | Security | UAE | LLC | is supplying for EPC for Bab Far North C02 Injection Pilot Project. | [10 empty] | test_output
1.2 | SCOPE OF | THE | DOCUMENT | [12 empty] | test_output
This | Instrument Data | Sheet | Document | applies | to the supply of 53 H2S Gas Detector for EPC for | [10 empty] | test_output
Bab | Far North | C02 | Injection | Project. | [11 empty] | test_output
2 | DEFINITIONS AND | ABBREVIATIONS | [13 empty] | test_output
2.1 | DEFINITIONS | [14 empty] | test_output
Company | M/s. Abu | Dhabi | Company | for | Onshore Oil Operations (ADCO). | [10 empty] | test_output
Contractor | M/s. ALSA | Engineering | & | Construction | Co L.L.C | [10 empty] | test_output
Vendor | M/s. Tyco | Fire | & | Security | UAE L.L.C | [10 empty] | test_output
2.2 | ABBREVIATIONS | [14 empty] | test_output
AC | Alternating Current | [14 empty] | test_output
DC | Direct Current | [14 empty] | test_output
1/0 | Input/ Output | [14 empty] | test_output
PSU | Power Supply | Unit | [13 empty] | test_output
H2S | Hydrogen Sulfide | [14 empty] | test_output
SS | Stainless Steel | [14 empty] | test_output
fl/co | TYCO DOC. | NO.: | TFS-D- | CA150270-007_REV.3 | Page 3 of 13 Project No.: P11569 | [10 empty] | test_output
ADCO | DOC. NO. | 11.99.40.2619 | [13 empty] | test_output
Date: | 06-08-2015 REV.1 | DOCUMENT | TITLE: | [12 empty] | test_output
INSTRUMENT | DATA SHEET | FOR | H2S | [12 empty] | test_output
GAS | DETECTOR | [14 empty] | test_output
2.3 | REFERENCE DOCUMENTS | [14 empty] | test_output
S.No. | Document number | Description | [13 empty] | test_output
1 | 11.99.52.1620 MATERIAL | REQUISITION | FOR | FIRE | [11 empty] | test_output
& | GAS DEVICES | [14 empty] | test_output
2 | 11.99.40.1611 DATASHEET | FOR | FIRE | & | GAS | [10 empty] | test_output
(REV | 2) DEVICES | [14 empty] | test_output
tuco | TYCO DOC. | NO.: | TFS-D- | CA150270-007 | _REV.3 Page 4 of 13 ADCO DOC. NO. 11.99.40.2619 Project No.: P11569 | [10 empty] | test_output
Date: | 06-08-2015 REV.1 | DOCUMENT | TITLE: | [12 empty] | test_output
INSTRUMENT | DATA SHEET | FOR | H2S | [12 empty] | test_output
GAS | DETECTOR | [14 empty] | test_output
3 | DATASHEET | [14 empty] | test_output
3.1 | H2S GAS | DETECTOR | [13 empty] | test_output
Product | description and | specifications | of | the | H2S Gas Detector is given below: | [10 empty] | test_output
1 | TAG No. | SEE | LIST | BELOW | [11 empty] | test_output
2 | EQUIPMENT H2S | GAS | DETECTOR | [12 empty] | test_output
GENERAL | 3 QUANTITY | 53 | Nos. | [12 empty] | test_output
4 | HAZARDOUS AREA | Ex | d | IIB+H2, | T5 Gb CLASSIFICATION | [10 empty] | test_output
5 | AMBIENT CONDITION | -40°C | to | 75°C | [11 empty] | test_output
6 | TYPE METAL | OXIDE | [13 empty] | test_output
SEMICONDUCTOR | (MOS) | [14 empty] | test_output
7 | DETECTOR METHOD | ADSORPTION | [13 empty] | test_output
8 | OUTPUT 4-20mA | (HART) | [13 empty] | test_output
9 | INSTRUMENT RANGE | 0-50 | ppm | [12 empty] | test_output
±2 | PPM OR | 10% | OF | THE | [11 empty] | test_output
DETECTOR | DATA 11 | REPEATABILITY | APPLIED | GAS, | [11 empty] | test_output
WHICHEVER | IS GREATER | [14 empty] | test_output
12 | RESPONSE TIME | T50 | < | 30 | sec | [10 empty] | test_output
13 | ACCURACY ± | 10 | % | [12 empty] | test_output
14 | SELF TEST | DIAGNOSTICS | AVAILABLE | [12 empty] | test_output
15 | FALSE ALARM | IMMUNITY | AVAILABLE | [12 empty] | test_output
16 | SENSOR LIFE | 3 | to | 5 | YEARS TYPICAL | [10 empty] | test_output
17 | SIL CERTIFICATION | SIL | 2 | [12 empty] | test_output
� | DOCUMENT TITLE: | Project | No.: | P11569 | [11 empty] | test_output
ADCO | DOC. NO. | 11.99.40.2619 | [13 empty] | test_output
INSTRUMENT | DATA SHEET | FOR | H2S | REV.1 | Date: 06-08-2015 GAS DETECTOR | [10 empty] | test_output
P,ii() | tqca TYCO | DOC. | NO.: | TFS-D- | CA 150270-007 _REV.3 Page 5 of 13 | [10 empty] | test_output
18 | CALIBRATION GAS | AVAILABLE | [13 empty] | test_output
19 | CALIBRATION FREQUENCY | EVERY | 3 | MONTHS | [11 empty] | test_output
20 | LOCAL DISPLAY | THREE-DIGIT | LED | [12 empty] | test_output
21 | OPERATING VOLTAGE | 20-36 | voe | [12 empty] | test_output
22 | SUPPLY VOLT | AGE | 24VDC | [12 empty] | test_output
23 | POWER CONSUMPTION | 2.88 | Watts;120mA | [12 empty] | test_output
PEAK | INRUSH CURRENT | [14 empty] | test_output
24 | PEAK INRUSH | CURRENT/ | rs | 880mA | @ 24 voe | [10 empty] | test_output
STEADY | STATE CURRENT | STEADY | ST | ATE | CURRENT | [10 empty] | test_output
12omA | @ 24 | voe | [13 empty] | test_output
ELECTRICAL | 3 x | M20 | VIA | NPT | %" TO | [10 empty] | test_output
REQUIREMENT | M20 DUAL | CERTIFIED | 25 | CABLE | ENTRY NICKEL PLATED BRASS | [10 empty] | test_output
ATEX,CENELEC, | CSA, FM, | [14 empty] | test_output
IECEX, | CE MARK, | HART | [13 empty] | test_output
26 | ELECTRICAL CERTIFICATION | REGISTERED, | SIL | 2 | AND 3 | [10 empty] | test_output
SUITABLE, | FM CERTIFIED | [14 empty] | test_output
TO | IEC 61508 | [14 empty] | test_output
27 | WIRING CONFIGURATION | 3WIRE | [13 empty] | test_output
28 | INGRESS PROTECTION | IP | 66 | [12 empty] | test_output
29 | HUMIDITY (MAX) | 10% | TO | 95% | RH, NON- | [10 empty] | test_output
ENVIRONMENTAL | OPERATING TEMPERATURE | REQUIREMENT | 30 | RANGE | -40°C to 75°C | [10 empty] | test_output
31 | STORAGE TEMPERATURE | -50°C | to | 85°C | RANGE | [10 empty] | test_output
32 | RFI/ EMI | IMMUNITY | COMPLIES | WITH | [11 empty] | test_output
EN50270, | EN61000-6-4 | [14 empty] | test_output
ENCLOSURE | 33 MATERIAL | 316 | STAINLESS | STEEL | [11 empty] | test_output
� | DOCUMENT TITLE: | Project | No.: | P11569 | [11 empty] | test_output
ADCO | DOC. NO. | 11.99.40.2619 | [13 empty] | test_output
INSTRUMENT | DATA SHEET | FOR | H2S | REV. | 1 Date: 06-08-2015 GAS DETECTOR | [10 empty] | test_output
p,,�C) | tuco TYCO | DOC. | NO.: | TFS-0- | CA150270-007 _REV.3 Page 6 of 13 | [10 empty] | test_output
34 | DIMENSIONS 161mm | X | 104mm | X | 86mm | [10 empty] | test_output
35 | WEIGHT 6.4Kg | [14 empty] | test_output
36 | MOUNTING ACCESSORIES | SS | 316 | 2" | PIPE MOUNT | [10 empty] | test_output
KIT- | 1 No/unit | [14 empty] | test_output
SS | BLANKING PLUG- | 2 | [13 empty] | test_output
NPT | %" TO | M20 | DUAL | [12 empty] | test_output
37 | ACCESSORIES CERTIFIED | NICKEL | [13 empty] | test_output
SPECIAL | PLATED BRASS | [14 empty] | test_output
REQUIREMENT | REDUCER- 3Nos/unit | [14 empty] | test_output
SPLASH | GUARD-1No/unit | [14 empty] | test_output
38 | TEST & | CALI | BRA | Tl | ON KIT AVAILABLE | [10 empty] | test_output
39 | NAME PLATE/ | TAG | PLATE | NOTE | 1 | [10 empty] | test_output
PURCHASE | 40 MANUFACTURER | GENERAL | MONITORS | [12 empty] | test_output
41 | DETECTOR MODEL | NUMBER | S4000TH-5-0-12-6 | [12 empty] | test_output
1) | SS316 TAG | PLATE | SHALL | BE | PROVIDED LOOSELY & MANUFACTURER'S NAME | [10 empty] | test_output
PLATE | IS AVAILABLE | BY | DEFAULT | ALONG | WITH PRODUCT. | [10 empty] | test_output
TAG | LIST: | [14 empty] | test_output
S.No. | TAG No. | SERVICE | [13 empty] | test_output
1 | 11-76-XTGD-5401-01 TOXIC | GAS | DETECTOR- | BLOCK | VALVE | [10 empty] | test_output
STATION-1 | MAIN VALVE | [14 empty] | test_output
2 | 11-76-XTGD-5401-02 TOXIC | GAS | DETECTOR- | BLOCK | VALVE | [10 empty] | test_output
STATION-1 | BYPASS LINE | [14 empty] | test_output
3 | 11-76-XTGD-5401-05 TOXIC | GAS | DETECTOR- | BLOCK | VALVE | [10 empty] | test_output
STATION-1 | MAIN VALVE | [14 empty] | test_output
4 | 11-76-XTGD-5402-01 TOXIC | GAS | DETECTOR- | BLOCK | VALVE | [10 empty] | test_output
STATION-2 | MAIN VALVE | [14 empty] | test_output
5 | 11-76-XTGD-5402-02 TOXIC | GAS | DETECTOR- | BLOCK | VALVE | [10 empty] | test_output
STATION-2 | BYPASS LINE | [14 empty] | test_output
6 | 11-76-XTGD-5402-05 TOXIC | GAS | DETECTOR- | BLOCK | VALVE | [10 empty] | test_output
STATION-2 | MAIN VALVE | [14 empty] | test_output
7 | 11-71-XTGD-1055W-10 TOXIC | GAS | DETECTOR- | EAST | FLANK 1055 | [10 empty] | test_output
ELECTRIC | HEATER | [14 empty] | test_output
� | DOCUMENT TITLE: | Project | No.: | P11569 | [11 empty] | test_output
ADCO | DOC. NO. | 11.99.40.2619 | [13 empty] | test_output
INSTRUMENT | DATA SHEET | FOR | H2S | REV. | 1 Date: 06-08-2015 GAS DETECTOR | [10 empty] | test_output
"'ii() | tuca TYCO | DOC. | NO.: | TFS-D-CA150270-007_REV.3 | Page 7 of 13 | [10 empty] | test_output
,..,� | .... ,u.c | [14 empty] | test_output
8 | 11-71-XTGD-1055W-11 TOXIC | GAS | DETECTOR- | EAST | FLANK 1055 | [10 empty] | test_output
ELECTRIC | HEATER | [14 empty] | test_output
9 | 11-71-XTGD-1055W-12 TOXIC | GAS | DETECTOR- | EAST | FLANK 1055 | [10 empty] | test_output
ELECTRIC | HEATER | [14 empty] | test_output
10 | 11-71-XTGD-1055W-03 TOXIC | GAS | DETECTOR- | EAST | FLANK 1055 | [10 empty] | test_output
WELL | HEAD AREA | [14 empty] | test_output
11 | 11-71-XTGD-1055W-04 TOXIC | GAS | DETECTOR- | EAST | FLANK 1055 | [10 empty] | test_output
WELL | HEAD AREA | [14 empty] | test_output
12 | 11-71-XTGD-1055W-13 TOXIC | GAS | DETECTOR- | EAST | FLANK 1055 | [10 empty] | test_output
WELL | HEAD AREA | [14 empty] | test_output
13 | 11-71-XTGD-1055W-14 TOXIC | GAS | DETECTOR- | EAST | FLANK 1055 | [10 empty] | test_output
WELL | HEAD AREA | [14 empty] | test_output
14 | 11-71-XTGD-1054W-01 TOXIC | GAS | DETECTOR- | EAST | FLANK 1054 | [10 empty] | test_output
INJECTION | WELL HEAD | AREA | [13 empty] | test_output
15 | 11-71-XTGD-1054W-02 TOXIC | GAS | DETECTOR- | EAST | FLANK 1054 | [10 empty] | test_output
INJECTION | WELL HEAD | AREA | [13 empty] | test_output
16 | 11-71-XTGD-1054W-07 TOXIC | GAS | DETECTOR- | EAST | FLANK 1054 | [10 empty] | test_output
INJECTION | WELL HEAD | AREA | [13 empty] | test_output
17 | 11-71-XTGD-1054W-08 TOXIC | GAS | DETECTOR- | EAST | FLANK 1054 | [10 empty] | test_output
INJECTION | WELL HEAD | AREA | [13 empty] | test_output
18 | 11-71-XTGD-1052P-01 TOXIC | GAS | DETECTOR- | EAST | FLANK | [10 empty] | test_output
WELL | HEAD 1052 | [14 empty] | test_output
19 | 11-71-XTGD-1052P-02 TOXIC | GAS | DETECTOR- | EAST | FLANK | [10 empty] | test_output
WELL | HEAD 1052 | [14 empty] | test_output
20 | 11-71-XTGD-1052P-03 TOXIC | GAS | DETECTOR- | EAST | FLANK | [10 empty] | test_output
WELL | HEAD 1052 | [14 empty] | test_output
21 | 11-71-XTGD-1051 P-01 | TOXIC | GAS | DETECTOR- | NORTH FLANK | [10 empty] | test_output
1051 | WELLHEAD | [14 empty] | test_output
22 | 11-71-XTGD-1051 P-02 | TOXIC | GAS | DETECTOR- | NORTH FLANK | [10 empty] | test_output
1051 | WELLHEAD | [14 empty] | test_output
23 | 11-71-XTGD-1046W-03 TOXIC | GAS | DETECTOR- | NORTH | FLANK | [10 empty] | test_output
1046 | PIG HANDLING | AREA | [13 empty] | test_output
24 | 11-71-XTGD-1046W-04 TOXIC | GAS | DETECTOR- | NORTH | FLANK | [10 empty] | test_output
1046 | PIG HANDLING | AREA | [13 empty] | test_output
25 | 11-71-XTGD-1051 P-03 | TOXIC | GAS | DETECTOR | NORTH FLANK | [10 empty] | test_output
1051 | WELL HEAD | [14 empty] | test_output
26 | 11-71-XTGD-1046W-14 TOXIC | GAS | DETECTOR- | NORTH | FLANK | [10 empty] | test_output
HEAT | EXCHANGER E-1046J-01 | [14 empty] | test_output
27 | 11-71-XTGD-1046W-15 TOXIC | GAS | DETECTOR- | NORTH | FLANK | [10 empty] | test_output
HEAT | EXCHANGER E-1046J-01/ | 02 | [13 empty] | test_output
28 | 11-71-XTGD-1046W-16 TOXIC | GAS | DETECTOR- | NORTH | FLANK | [10 empty] | test_output
HEAT | EXCHANGER E-1046J-02 | [14 empty] | test_output
29 | 11-71-XTGD-1046W-17 TOXIC | GAS | DETECTOR- | NORTH | FLANK | [10 empty] | test_output
1046 | PIG HANDLING | [14 empty] | test_output
� | DOCUMENT TITLE: | Project | No.: | P11569 | [11 empty] | test_output
ADCO | DOC. NO. | 11.99.40.2619 | [13 empty] | test_output
INSTRUMENT | DATA SHEET | FOR | H2S | REV. | 1 GAS DETECTOR Date: 06-08-2015 | [10 empty] | test_output
P.�0 | tuco TYCO | DOC. | NO.: | TFS-D- | CA 150270-007 REV.3 | [10 empty] | test_output
n,.,s.n,,.r,,._.,l | �C Page | 8 | of | 13 | [11 empty] | test_output
30 | 11-71-XTGD-1046W-18 TOXIC | GAS | DETECTOR- | NORTH | 1046 PIG | [10 empty] | test_output
31 | 11-71-XTGD-1046W-19 TOXIC | GAS | DETECTOR- | NORTH | 1046 PIG | [10 empty] | test_output
32 | 11-71-XTGD-1046W-20 TOXIC | GAS | DETECTOR- | NORTH | 1046 PIG | [10 empty] | test_output
33 | 11-71-XTGD-1046W-21 TOXIC | GAS | DETECTOR- | NORTH | FLANK | [10 empty] | test_output
1046 | WELL HEAD | [14 empty] | test_output
34 | 11-71-XTGD-1046W-22 TOXIC | GAS | DETECTOR- | NORTH | FLANK | [10 empty] | test_output
1046 | WELL HEAD | [14 empty] | test_output
35 | 11-71-XTGD-1046W-05 TOXIC | GAS | DETECTOR- | NORTH | FLANK | [10 empty] | test_output
1046 | WELL HEAD | [14 empty] | test_output
36 | 11-71-XTGD-1046W-06 TOXIC | GAS | DETECTOR- | NORTH | FLANK | [10 empty] | test_output
1046 | WELL HEAD | [14 empty] | test_output
37 | 11-71-XTGD-1053W-01 TOXIC | GAS | DETECTOR- | NORTH | FLANK | [10 empty] | test_output
1053 | WELL HEAD | [14 empty] | test_output
38 | 11-71-XTGD-1053W-02 TOXIC | GAS | DETECTOR- | NORTH | FLANK | [10 empty] | test_output
1053 | WELL HEAD | [14 empty] | test_output
39 | 11-71-XTGD-1053W-07 TOXIC | GAS | DETECTOR- | NORTH | FLANK | [10 empty] | test_output
1053 | WELL HEAD | [14 empty] | test_output
40 | 11-71-XTGD-1053W-08 TOXIC | GAS | DETECTOR- | NORTH | FLANK | [10 empty] | test_output
1053 | WELL HEAD | [14 empty] | test_output
41 | 11-18-XTGD-5403-14 TOXIC | GAS | DETECTOR- | NEAR | [11 empty] | test_output
MULTIPHASE | FLOW METER | U-0606 | [13 empty] | test_output
42 | 11-18-XTGD-5403-15 TOXIC | GAS | DETECTOR- | NEAR | [11 empty] | test_output
MUL | Tl PHASE | FLOW | METER | U-0606 | [11 empty] | test_output
43 | 11-18-XTGD-5403-16 TOXIC | GAS | DETECTOR- | NEAR | MANIFOLD | [10 empty] | test_output
44 | 11-18-XTGD-5403-17 TOXIC | GAS | DETECTOR- | NEAR | MANIFOLD | [10 empty] | test_output
45 | 11-18-XTGD-5403-18 TOXIC | GAS | DETECTOR- | NEAR | C02 | [10 empty] | test_output
ANALYSER | AL-0100-01 | [14 empty] | test_output
46 | 11-18-XTGD-5403-19 TOXIC | GAS | DETECTOR- | NEAR | C02 | [10 empty] | test_output
ANALYSER | AL-0100-02 | [14 empty] | test_output
47 | 11-18-XTG D-5403-20 | TOXIC | GAS | DETECTOR-ISOLATION | VALVE | [10 empty] | test_output
48 | 44-76-XTGD-5401-01 TOXIC | GAS | DETECTOR- | RUMAITHA | TIE IN | [10 empty] | test_output
PIG | LAUNCHER AREA | [14 empty] | test_output
49 | 44-76-XTG D-5401-02 | TOXIC | GAS | DETECTOR- | RUMAITHA TIE IN | [10 empty] | test_output
PIG | LAUNCHER AREA | [14 empty] | test_output
50 | 44-76-XTGD-5401-05 TOXIC | GAS | DETECTOR- | RUMAITHA | TIE IN | [10 empty] | test_output
ELECTRIC | HEATER AREA | [14 empty] | test_output
51 | 44- 76-XTG | D-5401-06 | TOXIC | GAS | DETECTOR- RUMAITHA TIE IN | [10 empty] | test_output
ELECTRIC | HEATER AREA | [14 empty] | test_output
4 | DOCUMENT TITLE: | Project | No.: | P11569 | [11 empty] | test_output
ADCO | DOC. NO. | 11.99.40.2619 | [13 empty] | test_output
INSTRUMENT | DATA SHEET | FOR | H2S | REV. | 1 GAS DETECTOR Date: 06-08-2015 | [10 empty] | test_output
� | tuco TYCO | DOC. | NO.: | TFS-D- | CA150270-007 REV.3 | [10 empty] | test_output
fn&s«Ul'lfYw..ti | �C Page | 9 | of | 13 | [11 empty] | test_output
52 | 44- 76-XTG | D-5401-0 | 7 | TOXIC | GAS DETECTOR- RUMAITHA TIE IN | [10 empty] | test_output
ELECTRIC | HEATER AREA | [14 empty] | test_output
53 | 44-76-XTGD-5401-08 TOXIC | GAS | DETECTOR- | RUMAITHA | TIE IN | [10 empty] | test_output
PIG | LAUNCHER AREA | [14 empty] | test_output
The | datasheet for | the | above | is | given below. | [10 empty] | test_output
tuco | TYCO DOC. | NO.: | TFS-D-CA150270-007 | _REV.3 | Page 10 of 13 ADCO DOC. NO. 11.99.40.2619 Project No.: P11569 | [10 empty] | test_output
Date: | 06-08-2015 REV.1 | DOCUMENT | TITLE: | [12 empty] | test_output
INSTRUMENT | DATA SHEET | FOR | H2S | [12 empty] | test_output
GAS | DETECTOR | [14 empty] | test_output
- | - EAA� | -IVViii | ........ | [12 empty] | test_output
GENERAL | MONITORS | [14 empty] | test_output
Protection | for life. | [14 empty] | test_output
MODE� | S4000TH | [14 empty] | test_output
Intelligent | Sensor for | [14 empty] | test_output
H2S | Gas Detection | [14 empty] | test_output
Description | Features | [14 empty] | test_output
• | Event logging | [14 empty] | test_output
• | 4-20mA output | [14 empty] | test_output
• | HART and | Modbus | communication | [12 empty] | test_output
• | Detection Ranges | (0-20 | ppm, | [12 empty] | test_output
0-50 | ppm, 0-100 | ppm) | [13 empty] | test_output
• | Warning, Alarm | & | Fault | Relays | [11 empty] | test_output
• | Calibration, Calibration | Check, | [13 empty] | test_output
Set-up | Mode | [14 empty] | test_output
• | Remaining Sensor | Life | Indication | [12 empty] | test_output
• | Wireless capability | Benefits | [13 empty] | test_output
• | Stores fault, | gas | check, | calibration, | [11 empty] | test_output
and | alarm event | history | [13 empty] | test_output
• | Industry standard | output | for | remote | [11 empty] | test_output
alarm | and fault | indication | [13 empty] | test_output
• | Provides complete | status | and | control | [11 empty] | test_output
capability | in the | control | room | [12 empty] | test_output
• | Wider range | of | applications | [12 empty] | test_output
• | Provides local | alarm | capability | [12 empty] | test_output
• | Simplifies operation | and | maintenance | [12 empty] | test_output
• | Reduces downtime | by | providing | an | [11 empty] | test_output
estimate | of remaining | sensor | life | [12 empty] | test_output
• | Compatible with | ELPRO | Technologies | [12 empty] | test_output
wireless | devices | [14 empty] | test_output
The | Model S4000TH | Intelligent | Sensor | is | a | [10 empty] | test_output
microprocessor-based | transmitter designed | for | use | with | [11 empty] | test_output
General | Monitors' Metal | Oxide | Semiconductor | (MOS) | [11 empty] | test_output
sensor. | This unit | features | one | person | calibration and | [10 empty] | test_output
can | virtually self-calibrate | by | simply | activating | a | [10 empty] | test_output
magnetic | switch and | applying | gas. | It | is designed to | [10 empty] | test_output
detect | hydrogen sulfide | in | parts | per | million (ppm) levels | [10 empty] | test_output
and | provide status | indication | and | alarm | outputs. | [10 empty] | test_output
All | of the | S4000TH | electronics | are | contained within an | [10 empty] | test_output
explosion-proof | housing so | that | sensor | information | can | [10 empty] | test_output
be | processed at | the | sensor | site. | It provides a 4-20 mA | [10 empty] | test_output
signal | which is | proportional | to | O | to 100% of the | [10 empty] | test_output
detection | range at | the | sensor. | In | addition, the S4000TH | [10 empty] | test_output
includes | warning, alarm | and | fault | relay | contacts that can | [10 empty] | test_output
be | used to | indicate | an | alarm | or fault condition, and dual | [10 empty] | test_output
redundant | Modbus or | HART | communications. | [12 empty] | test_output
Configurations | with relays, | Modbus | and | HART | are | [10 empty] | test_output
available | to meet | many | needs. | [12 empty] | test_output
The | S4000TH includes | a | three | (3) | digit LED display. | [10 empty] | test_output
This | local digital | display | continuously | indicates | gas | [10 empty] | test_output
concentrations | during normal | operation | and | in | the | [10 empty] | test_output
calibration | check mode, | calibration | prompts | during | [11 empty] | test_output
calibration | mode, display | codes | during | the | setup mode | [10 empty] | test_output
and | eight fault | codes. | The | S4000TH | has four different operating modes. First, | [10 empty] | test_output
the | normal operating | mode | in | which | alarms are active and | [10 empty] | test_output
the | display and | 4-20 | mA | readings | are proportional to the | [10 empty] | test_output
gas | concentration at | the | sensor. | Second, | the gas check | [10 empty] | test_output
mode | that allows | the | user | to | apply a gas and check the | [10 empty] | test_output
sensor | response while | alarm | outputs | are | inhibited. Third, a | [10 empty] | test_output
calibration | mode in | which | gas | is | applied to the sensor to | [10 empty] | test_output
calibrate | the unit. | Finally, | a | set-up | mode which allows the | [10 empty] | test_output
user | to review | or | change | setup | options such as relay | [10 empty] | test_output
settings, | sensor range, | and | Modbus | parameters. | [11 empty] | test_output
Selecting | Setup Mode | on | the | S4000TH | is accomplished | [10 empty] | test_output
by | using the | magnetic | switch, | HART | or Modbus command. | [10 empty] | test_output
• | Sensor Range | (0-20 | ppm, | 0-50 | ppm, 0-100 ppm) | [10 empty] | test_output
• | Energized/de-energized relays | [14 empty] | test_output
• | Latching/non-latching relays | [14 empty] | test_output
• | Alarm setpoints | for | relays | [12 empty] | test_output
• | Baud rate, | data | format, | and | address for each | [10 empty] | test_output
Modbus | channel | [14 empty] | test_output
I | ... ...... | ...... | _ | �������� | -���� | [10 empty] | test_output
MOOE� | S4000TH | [14 empty] | test_output
System | Specifications Electrical | Specifications | [13 empty] | test_output
Environmental | Specifications | [14 empty] | test_output
Mechanical | Specifications Operating | Temperature | [13 empty] | test_output
Electronics | -40°F to | 167°F | (-40°C | to | 75°C) General Monitors | [10 empty] | test_output
United | l\ingdom | [14 empty] | test_output
Heather | Close | [14 empty] | test_output
Lyme | Green Business | Park | [13 empty] | test_output
Macclesfield, | Cheshire | [14 empty] | test_output
United | Kingdom, SK11 | OLR | [13 empty] | test_output
Tel: | +44-1625-619583 | [14 empty] | test_output
Fax: | +44-1625-619098 | [14 empty] | test_output
Email: | info@generalmonitors.co.uk www.generalmon!tors.com | [14 empty] | test_output
Lal<e | For!'lst, C.A | [14 empty] | test_output
26776 | Simpatica Circle | [14 empty] | test_output
Lake | Forest, California | 92630 | [13 empty] | test_output
Tel: | +1-949-581-4464 | [14 empty] | test_output
Fax: | +1-949-581-1151 | [14 empty] | test_output
Email: | info@generalmonitors.com | [14 empty] | test_output
Hous | on n. | [14 empty] | test_output
9776 | Whithorn Drive | [14 empty] | test_output
Houston, | Texas 77095 | [14 empty] | test_output
Tel: | +1-281-855-6000 | [14 empty] | test_output
Fax: | + 1-281-855-3290 | [14 empty] | test_output
Email: | gmhou@generalmonitors.com | [14 empty] | test_output
Ballybrit | Business Park | [14 empty] | test_output
Republic | of Ireland | [14 empty] | test_output
Tel: | +353-91-751175 | [14 empty] | test_output
Fax: | +353-91-751317 | [14 empty] | test_output
Email: | info@gmil.ie | [14 empty] | test_output
No. | 2 Kallang | Pudding | Road | [12 empty] | test_output
#09-16 | Mactech Building | [14 empty] | test_output
Singapore | 349307 | [14 empty] | test_output
Tel: | +65-6748-3488 | [14 empty] | test_output
Fax: | +65-6748-1911 | [14 empty] | test_output
Email: | genmon@gmpacifica.com.sg | [14 empty] | test_output
United | Arab Emirates | [14 empty] | test_output
P.O. | Box 61209 | [14 empty] | test_output
Jebel | Ali | [14 empty] | test_output
United | Arab Emirates | [14 empty] | test_output
Tel: | +971-4-8143814 | [14 empty] | test_output
Fax: | +971-4-8857587 | [14 empty] | test_output
email: | gmme@generalmonitors.ae Max. | distance | for | analog | output | [10 empty] | test_output
(600 | Ohms max): | [14 empty] | test_output
14 | AWG • | 8000 | ft. | (2400 | m) | [10 empty] | test_output
(4-20 | mA, PIN | 50445-1, | 0-100 | ppm | [11 empty] | test_output
aluminum | sensor. aluminum | [14 empty] | test_output
housing, | push terminals) | 3 | wire | shielded | cable. Max. distance | [10 empty] | test_output
between | S4000TH and | power | [13 empty] | test_output
source | or remote | sensor@ | 24 | VDC | [11 empty] | test_output
nominal | (20 Ohm | loop): | [13 empty] | test_output
14 | AWG · | 2240 | ft. | (824 | m) 2400, 4800, 9600, or 19200 BPS | [10 empty] | test_output
HART | 6, HART | Device | [13 empty] | test_output
Description | Language available. | [14 empty] | test_output
AMSAware | Modbus RTU, | suitable | for | [12 empty] | test_output
linking | up to | 128 | units | or | up to | [10 empty] | test_output
247 | units with | repeaters | Complies | with | EN50270, | [10 empty] | test_output
Available | with ELPRO | [14 empty] | test_output
Technologies | wireless devices | Three-digit | LED | display | with gas | [10 empty] | test_output
concentration, | Warn and | Alarm | [13 empty] | test_output
LED's, | calibration prompts, | fault | [13 empty] | test_output
codes, | and setup | options | 24 | voe | nominal, 20 to 36 voe | [10 empty] | test_output
350 | mA max. | [14 empty] | test_output
BA | @ 250 | VAC | I | 8A | @ 30 voe | [10 empty] | test_output
res. | max. | [14 empty] | test_output
(3x) | SPOT - | Warning, | Alarm | & | Fault | [10 empty] | test_output
0-20 | mA (650 | Ohms | max. | load) | [11 empty] | test_output
Malfunction | O mA | .. | [13 empty] | test_output
Gas | Check I | Cal | 1.5 | mA | '** | [10 empty] | test_output
Setup | mode 1.5 | mA"' | [13 empty] | test_output
Zero | reading 4 | mA+0.2 | mA | [12 empty] | test_output
0-100% | scale 4-20 | mA | [13 empty] | test_output
Over-range | 20-22 mA | [14 empty] | test_output
Configuration: | Cable | [14 empty] | test_output
Specifications | subject to | change | without | notice. | Wireless | [10 empty] | test_output
Represented | by: Faults | Monitored: | Calibration | error, | sensor | [10 empty] | test_output
heater | error, low | DC | supply, | [12 empty] | test_output
EEPROM, | EPROM, setup | error, | [13 empty] | test_output
gas | check time | exceeded, | [13 empty] | test_output
switch | input error, | internal | errors | HART: | [11 empty] | test_output
(optional) | Baud Rate: | RS-485 | Output: | [12 empty] | test_output
(optional) | Status Indicators: | Analog | Signal: | [12 empty] | test_output
EMC | Protection: Relay | Ratings: | [13 empty] | test_output
(optional) | Input Power: | [14 empty] | test_output
Aluminum | 6061-T6 alloy | (cover), | [13 empty] | test_output
A356-T6 | alloy (base) | or | [13 empty] | test_output
316 | Stainless Steel | 5.0 | inches | (127mm) | [11 empty] | test_output
(center | to center) | 5.5 | lbs. | (2.5 | kg)-AL | [10 empty] | test_output
14.0 | lbs. (6.4 | kg}-SS | 6.4 | inches | (161mm) | [10 empty] | test_output
3.4 | inches (86mm) | [14 empty] | test_output
4.1 | inches (104mm) | Two | years | [12 empty] | test_output
ATEX, | CSA, FM, | IECEx, | CE | Mar | [11 empty] | test_output
HART | registered, SIL | 2 | and | 3 | [11 empty] | test_output
suitable*, | FM certified | to | IEC | 61508 | 0-20 ppm, 0-50 ppm, 0-100 ppm | [10 empty] | test_output
Class | I, Division | 1, | Groups | B, | [11 empty] | test_output
C | & D; | Class | I, | Zone | 1 | [10 empty] | test_output
IIB+H2, | T6, Type | 4X | [13 empty] | test_output
(Tamb |  | to | + | 75°C)-CSA | [11 empty] | test_output
(Tamb |  | to | +60°C)-FM | [12 empty] | test_output
Ex | d IIB+H2. | TS | Gb | IP66 | [11 empty] | test_output
(Tamb |  | to+ | 70°C) | Tso< | 14 seconds (screen) | [10 empty] | test_output
Tso< | 30 seconds | (sintered) | [13 empty] | test_output
with | full scale | gas | applied | [12 empty] | test_output
according | to ISA | 92.0.01 | [13 empty] | test_output
Calibration, | calibration check, | [14 empty] | test_output
setup | ±2 ppm | or | 10% | of | the applied | [10 empty] | test_output
gas, | whichever is | greater | Continuous | diffusion, | [11 empty] | test_output
adsorption | type Metal | Oxide | [13 empty] | test_output
Semiconductor | (MOS) | [14 empty] | test_output
3 | to 5 | years | typical | [12 empty] | test_output
Housing: | Weight: | [14 empty] | test_output
Mounting | Holes: Width: | Length: | [13 empty] | test_output
Height: | Warranty: | [14 empty] | test_output
Storage | Temperature | [14 empty] | test_output
Range: | -S8°F to | 185°F | (-50°C | to | 85°C) | [10 empty] | test_output
Operating | Humidity | [14 empty] | test_output
Range: | 10% to | 95% | RH, | non-condensing | Approvals: ATEXIIECEx Modes: | [10 empty] | test_output
CSA/FM | Measuring | [14 empty] | test_output
Ranges: | Sensor Life: | [14 empty] | test_output
Response | Time: Sensor | Type: | [13 empty] | test_output
• | Use in | typical | environments | has | 8 k>wer safety ra�ng than in clean environments - Under HART. cvrrent values csn be either 3.5 mA or 1.25 mA. depending on user selection | [10 empty] | test_output
... | Under HART. | cum,nt | value | can | be entier 3.5 mA or 1.5 mA, depending on user selection | [10 empty] | test_output
Publication#: | DS-S4000TH-E1212e | [14 empty] | test_output
MODEL | S4000TH | [14 empty] | test_output
� | -�= = | - | - | - | - - � | [10 empty] | test_output
GENFRi\L | MONITORS 26776 | Simpatica | Circle | [12 empty] | test_output
Lake | Forest, CA | 92630 | [13 empty] | test_output
Telephone:+ | 1-949-581-4464 | [14 empty] | test_output
Facsimile: | +1-949-581-1151 | [14 empty] | test_output
Website: | 1.- ,, | ..• | 1 | ': | � .. ,r, < 1t | [10 empty] | test_output
Email: | sales@generalmonitors.com Page | I | of | I | [11 empty] | test_output
MODEL | S4000TH | [14 empty] | test_output
HYDROGEN | SULFIDE INTELLIGENT | [14 empty] | test_output
Effective | 07 Mar | 2011 | [13 empty] | test_output
A | B c | D | oorno | [12 empty] | test_output
54000TH- | 1 - | 0 | - | 0 | 1 - 1 | [10 empty] | test_output
HYDROGEN | SULFIDE INTELLIGENT | SENSOR | [13 empty] | test_output
• | (Std) S4000TH | HYDROGEN | SULFIDE | INTELLIGENT | SENSOR | [10 empty] | test_output
A. | RELA YS1-NC: | [14 empty] | test_output
t-c | (Std) 4-20MA | OUTPUT. | WITHOUT | RELAYS, | WITHOUT MODBUS | [10 empty] | test_output
2- | J 4-20MA | OUTPUT, | WITH | RELAYS, | WITH DUAL MODBUS | [10 empty] | test_output
3-o | 4-20MA OUTPUT, | WITHOUT | RELAYS, | WITHOUT | MODBUS. HAZWATCH CAL | [10 empty] | test_output
4-n | 4-20MA OUTPUT. | WITH | RELAYS. | WITH | DUAL MODBUS, HAZWATCH CAL | [10 empty] | test_output
5- | 4-20MA OUTPUT, | WITHOUT | RELAYS.HART | 1.25M | [11 empty] | test_output
6-u | 4-20MA OUTPUT. | WITH | RELAYS. | HART | 1.25MA r-s: 4-20MA OUTPUT.WITHOUT RELAYS.HART 3.5MA | [10 empty] | test_output
8-n | 4-20MA OUTPUT.WITH | RELAYS.HART | 3.SMA | [12 empty] | test_output
9-o | 4·20MA OUTPUT. | WITH | RELAYS. | WITH | DUAL MODBUS with S4000T Modbus unit !}'.ee | [10 empty] | test_output
8. | RELAY-STATE-NC: | [14 empty] | test_output
0- | (Std) NO | RELAYS | [13 empty] | test_output
1-r,, | LATCH ALARM/NON-LATCH | WARN | DE-ENERGIZED | [12 empty] | test_output
2-o | LATCH ALARM/NON-LATCH | WARN | ENGERGIZED | [12 empty] | test_output
3-o | LATCH ALARM/LATCH | WARN | DE-ENERGIZED | [12 empty] | test_output
4-o | LATCH ALARM/LATCH | WARN | ENERGIZED | [12 empty] | test_output
5- | . NON-LATCH | ALARM/NON-LATCH | WARN | DE-ENERGIZED | [11 empty] | test_output
6-o | NON-LATCH ALARM/NON-LATCH | WARN | ENERGIZED | [12 empty] | test_output
r-« | NON-LATCH ALARM/LATCH | WARN | DE-ENERGIZED | [12 empty] | test_output
8-o | NON-LATCH ALARM/LATCH | WARN | ENERGIZED | [12 empty] | test_output
C. | H2S-SENSOR: | [14 empty] | test_output
00-o | NONE | [14 empty] | test_output
01-u | (Std) 50445-1 | SENSOR | Al | OTO | 100 PPM H2S | [10 empty] | test_output
02-o | 50445-5 SENSOR | Al | OTO | 50 | PPM H2S | [10 empty] | test_output
03-o | 50445-9 SENSOR | Al | OTO | 20 | PPM H2S | [10 empty] | test_output
04-o | 50448-1 SENSOR | SS | OTO | 100 | PPM H2S | [10 empty] | test_output
05-o | 50448-5 SENSOR | SS | OTO | 50 | PPM H2S | [10 empty] | test_output
06-o | 50448·9 SENSOR | SS | O | TO | 20 PPM H2S | [10 empty] | test_output
11-o | 51457-ll SENSOR | SS | ATEX | H2S | 0-100 (WILUGS) | [10 empty] | test_output
12- | 51457-SL SENSOR | SS | ATEX | H2S | 0-50 (W/LUGS) | [10 empty] | test_output
13-o | 51457·9L SENSOR | SS | ATEX | H2S | 0-20 (W/LUGS) | [10 empty] | test_output
14·0 | NO SENSOR | • | 0-50 | PPM | RANGE | [10 empty] | test_output
15-o | NO SENSOR | - | 0-20 | PPM | RANGE | [10 empty] | test_output
D. | Approvals/Language/TERMINAL TYPE: | [14 empty] | test_output
1·o | (Std) ATEX/CSA-English | [14 empty] | test_output
3·.:i | ATEX/CSA·ENGLISH--SCREW TERMINAL | [14 empty] | test_output
5-o | GMI-GMIUSST HOUSING | [14 empty] | test_output
6- | GMI-GMIL/SST HOUSING | SCREW | TERMINALS | [12 empty] | test_output
Terms: | Net 30 | Days | [13 empty] | test_output
F.O.B.. | Lake Forest, | California | [13 empty] | test_output
Prices | subject to | change | without | notice | CONFIDENTIAL | [10 empty] | test_output
International | Price List | All | change | orders | are subject | [10 empty] | test_output
to | a minimum | cancellation | charge | of | [11 empty] | test_output
$100.00 | or 10%. | whichever | is | greater. | [11 empty] | test_output
file://C:\Documents | and Settings\Jsaleh\Local | Settings\Temporary | Internet | 1:iles\OLK94\ | ... 3/31/201 l | [10 empty] | test_output